## PBS
13.6.15 T-REX |  |  |  | budget scenario 1 [k€] | budget scenario 2 [k€] | budget scenario 3 [k€] | proposal [k€] | comments
13.6.15.1 Beam transport and conditioning system |  |  |  | 6260.3031 | 7361.4452 | 7730.9952 | 7110
| 13.6.15.1.1 Beam extraction system |  |  | 0 | 0 | 0 | 0
13.6.15.1.1.1 Monolith insert
13.6.15.1.1.2 Monolith window
13.6.15.1.1.3 Neutron Guide
|  |  | 13.6.15.1.1.1.1 Optical elements | 0 | 0 | 0 | 0 | included in 13.6.15.1.2.2.1 Optical elements
|  |  | 13.6.15.1.1.1.2 Alignment Mechanism for Optical Elements | 0 | 0 | 0 | 0 | included in 13.6.15.1.1.2.1 Optical Elements
|  |  | 13.6.15.1.1.1.3 Vacuum tubes | 0 | 0 | 0 | 0 | ESS-0063538
|  |  | 13.6.15.1.1.1.4 Cooling tubes | 0 | 0 | 0 | 0 | ESS-0063538
| 13.6.15.1.2 Beam delivery system |  |  | 3022.2 | 3107.2 | 3167.2 | 2200
|  | 13.6.15.1.2.1 Cold neutrons Extraction Bender |  |  |  |  | 200
|  |  | 13.6.15.1.2.1.1 Optical elements | 0 | 85 | 145 |  | m=7 lamellar or m=4 Si 150µm from SWISS
|  |  | 13.6.15.1.2.1.2 Mechanical support |  |  | 0 |  | no information available
|  |  | 13.6.15.1.2.1.3 Moving mechanism |  |  | 0 |  | no information available
|  |  | 13.6.15.1.2.1.4 Alignment Mechanism |  |  | 0 |  | no information available
|  | 13.6.15.1.2.2 Neutron guide system |  |  |  |  | 2000
|  |  | 13.6.15.1.2.2.1 Optical elements | 2323 | 2323 | 2323 |  | budgetary information from SWISS NEUTRONICS
|  |  | 13.6.15.1.2.2.2 Guide vacuum tubes | 0 | 0 | 0 |  | ESS-0063538
|  |  | 13.6.15.1.2.2.3 Guide support structure | 699.2 | 699.2 | 699.2 |  | budgetary information from SWISS NEUTRONICS
|  |  | 13.6.15.1.2.2.4 Alignment system | 0 | 0 | 0 |  | included in Guide support structure
| 13.6.15.1.3 Chopper system |  |  | 1160.45 | 1681.25 | 1930.8 | 1350
|  | 13.6.15.1.3.1 Band chopper 1 Assembly |  | 131 | 131 | 131 | 200 | ESS cost estimate Assembly + CHiM
|  | 13.6.15.1.3.2 Band chopper 2 Assembly |  | 131 | 131 | 131 |  | ESS cost estimate Assembly + CHiM
|  | 13.6.15.1.3.3 T0-chopper 1 Assembly |  | 0 | 210 | 210 | 200 | ESS cost estimate Assembly + CHiM
|  | 13.6.15.1.3.4 T0-chopper 2 Assembly |  | 0 | 0 | 210 |  | ESS cost estimate Assembly + CHiM
|  | 13.6.15.1.3.6 Pulse Shaping chopper Assembly |  | 313 | 313 | 313 | 400 | ESS cost estimate Assembly + CHiM
|  | 13.6.15.1.3.7 Monochromating chopper Assembly |  | 330 | 330 | 330 | 400 | ESS cost estimate Assembly + CHiM
|  | 13.6.15.1.3.8 FAN chopper Assembly |  | 0 | 241 | 241 | 150 | Upscaled from Prototype incl. drives
|  | 13.6.15.1.3.9 Control System |  | 167.8 | 211.5 | 238 |  | ESS cost estimate racks (3/3+1) and drives (6/7/8)
|  | 13.6.15.1.3.10 Support System |  | 87.65 | 113.75 | 126.8 |  | ESS cost estimate for 4/6/7 chopper assemblies
| 13.6.15.1.4 Beam geometry conditioning |  |  | 25 | 70.3421 | 70.3421 | 80
|  | 13.6.15.1.4.1 guide collimation system |  | 0 | 45.3421 | 45.3421 |  | calculation based on experience with BRISP
|  |  | 13.6.15.1.4.1.1 Collimator 1 (0.75 deg) |  |  |  |  | included in 13.6.15.1.4.1 guide collimation system
|  |  | 13.6.15.1.4.1.2 Collimator 2 (0.5 deg) |  |  |  |  | included in 13.6.15.1.4.1 guide collimation system
|  |  | 13.6.15.1.4.1.3 Slit system | 25 | 25 | 25 | 30 | ADC slits for PELICAN / slits for TOPAS
|  |  | 13.6.15.1.4.1.4 motors or moving mechanism |  |  |  |  | included in 13.6.15.1.4.1 guide collimation system
|  |  | 13.6.15.1.4.1.5 housing |  |  |  | 50 | included in 13.6.15.1.4.1 guide collimation system
13.6.15.1.4.8 beam geometry conditioning support and alignment
|  |  | 13.6.15.1.4.8.1 guide collimation system support and alignment | 0 | 0 | 0 |  | included in 13.6.15.1.4.1 guide collimation system
| 13.6.15.1.5 Beam filtering system |  |  | 0 | 450 | 510 | 500
13.6.15.1.5.1 neutron polarization system
|  |  | 13.6.15.1.5.1.1 polarizing bender fo cold neutrons | 0 | 85 | 145 | 200 | optics+saturation field
|  |  | 13.6.15.1.5.1.2 polarizing 3He cell for thermal neutrons | 0 | 80 | 80 | 50 | including construction and assembly
|  |  | 13.6.15.1.5.1.3 Guide field system | 0 | 85 | 85 | 50 | including construction and assembly
|  |  | 13.6.15.1.5.1.4 guide exchanger for 3He cell | 0 | 50 | 50 | 50 | including construction and assembly
|  |  | 13.6.15.1.5.1.5 3He | 0 | 150 | 150 | 150
| 13.6.15.1.6 Beam validation |  |  | 81 | 81 | 81 | 55
|  | 13.6.15.1.6.1 Beam monitors |  |  |  |  | 55
|  |  | 13.6.15.1.6.1.1 Monitor BW | 27 | 27 | 27 |  | TOSHIBA
|  |  | 13.6.15.1.6.1.2 Monitor P | 27 | 27 | 27 |  | TOSHIBA
|  |  | 13.6.15.1.6.1.3 Monitor M | 27 | 27 | 27 |  | TOSHIBA
13.6.15.1.6.2 Flux measurements assembly
| 13.6.15.1.8 Beam cut off |  |  | 286 | 286 | 286 | 850
|  | 13.6.15.1.8.1 Personal safety system (PSS) |  | 0 | 0 | 0 | 150 | included in 13.6.15.5.1 Personal safety system
|  | 13.6.15.1.8.2 Heavy shutter |  | 168 | 168 | 168 | 600 | from DREAM project
|  | 13.6.15.1.8.5 Light shutter modification |  | 18 | 18 | 18 | 100 | guess NSS Lead Engineer / includes insert modification
|  | 13.6.15.1.8.6 Beam stop |  | 100 | 100 | 100 |  | after discussion with Ken Andersen includes beam dump
| 13.6.15.1.9 Vacuum system |  |  | 0 | 0 | 0 | 275
|  | 13.6.15.1.9.1 Beam delivery vacuum system |  | 0 | 0 | 0 | 275 | ESS-0063538
|  | 13.6.15.1.9.3 Chopper vacuum system |  | 0 | 0 | 0 | 0 | ESS-0063538
|  | 13.6.15.1.9.4 Flight tube vacuum system |  | 0 | 0 | 0 | 0 | ESS-0063538
|  | 13.6.15.1.9.5 Collimators vacuum system |  | 0 | 0 | 0 | 0 | ESS-0063538
| 13.6.15.1.10 Shielding |  |  | 1685.6531 | 1685.6531 | 1685.6531 | 1800
|  | 13.6.15.1.10.1 In-bunker shielding |  | 74.3928 | 74.3928 | 74.3928 |  | copper / price of material from Germany
|  | 13.6.15.1.10.2 Beamline shielding |  | 1519.8603 | 1519.8603 | 1519.8603 | 1800 | ESS process, without cave
|  | 13.6.15.1.10.3 Neutron guide shielding inside bunker |  | 11 | 11 | 11 |  | B4C / price information from S-DH
|  | 13.6.15.1.10.4 Neutron guide shielding outside bunker |  | 80.4 | 80.4 | 80.4 |  | B4C / price information from S-DH
13.6.15.2 Sample exposure system |  |  |  | 70 | 288.9 | 1736.9 | 200
| 13.6.15.2.1 Sample positioning |  |  | 10 | 10 | 10 |  | calculation based on construction in-house
| 13.6.15.2.2 Ancillary mounting |  |  | 0 | 0 | 0 | 0 | no information available
| 13.6.15.2.3 Sample environment equipment |  |  | 60 | 278.9 | 1726.9 | 200 | does not include integration labor
|  | CCR |  | 0 | 108.5 | 108.5 |  | ESS SAD group including integration
|  | dilution insert |  | 0 |  | 263 |  | ESS SAD group
|  | ILL furnace |  | 0 |  | 85 |  | ESS SAD group
|  | clamp cells |  | 0 | 55 | 55 |  | ESS SAD group including integration
|  | 6kV HV supply |  | 0 | 55.4 | 55.4 |  | ESS SAD group including integration
|  | 3He sorption stick |  | 0 |  | 150 |  | ESS SAD group
|  | Vertical cryomagnet 7T |  | 0 |  | 400 |  | ESS SAD group
|  | Paris-Edinburgh cell |  | 0 |  | 200 |  | ESS SAD group
|  | gas cells |  | 0 |  | 50 |  | ESS SAD group
|  | gas handling |  | 0 |  | 200 |  | ESS SAD group
|  | Orange cryofurnace |  | 60 | 60 | 60 |  | ESS SAD group including integration
|  | humidity chamber |  | 0 | 0 | 100 |  | ESS SAD group including integration
13.6.15.3 Scattering characterization system |  |  |  | 2407.5 | 5089.5 | 6084.5 | 4220
| 13.6.15.3.2 Neutron detection system |  |  | 2407.5 | 4896.5 | 5891.5 | 3900
|  | 13.6.15.3.2.1 Neutron detector |  | 1150 | 3639 | 4634 | 3100 | ESS Detectors Group for MG
|  | 13.6.15.3.2.1 Neutron detector vessel |  | 1160 | 1160 | 1160 | 800 | calculation based on TOPAS construction
|  | 13.6.15.3.2.4 Neutron detector support structure |  | 97.5 | 97.5 | 97.5 |  | calculation includes labor
| 13.6.15.3.3 Vacuum system |  |  | 0 | 0 | 0 | 200 | ESS-0063538
|  | 13.6.15.3.2.3 Detector vessel vacuum system |  |  |  |  | 200 | ESS-0063538
|  |  | 13.6.15.3.2.3.1 vacuum tubes | 0 | 0 | 0 |  | ESS-0063538
|  | 13.6.15.3.2.4 Sample chamber vacuum system | [5 empty] | ESS-0063538
|  |  | 13.6.15.3.2.4.1 vacuum tubes | 0 | 0 | 0 |  | ESS-0063538
| 13.6.15.3.4 Collimation system |  |  | 0 | 96 | 96 | 0
|  | 13.6.15.3.3.4.1 Radial collimator |  | 0 | 86 | 86 |  | Eurocollimators
|  | 13.6.15.3.3.4.2 Structural Frame |  | 0 | 10 | 10 |  | Eurocollimators
|  | 13.6.15.3.3.4.3 Motion |  | 0 | 0 | 0 |  | included in Table of Motion
| 13.6.15.3.5 MAGIC PASTIS |  |  | 0 | 97 | 97 | 120
|  |  | 13.6.15.3.5.1 PASTIS structure | 0 | 25 | 25 | 80 | including construction and assembly
|  |  | 13.6.15.3.5.2 3He recovery | 0 | 40 | 40 | 40
|  |  | 13.6.15.3.5.3 supply for coils | 0 | 32 | 32 |  | includes electronics
13.6.15.5 Experimental cave |  |  |  | 724.5232 | 724.5232 | 724.5232 | 650
| 13.6.15.5.1 Personal safety system |  |  | 125 | 125 | 125 |  | ESS PSG estimate including integration
| 13.6.15.5.2 Utilities distribution |  |  | 0 | 0 | 0 | 150 | included in 13.6.15.8 Utilities distribution (Infrastructure)
|  | 13.6.15.5.2.1 Power distribution |  | 0 | 0 | 0 |  | included in 13.6.15.8 Utilities distribution (Infrastructure)
|  | 13.6.15.5.2.2 Chilled water distribution | [5 empty] | included in 13.6.15.8 Utilities distribution (Infrastructure)
|  | 13.6.15.5.2.3 Compressed air distribution | [5 empty] | included in 13.6.15.8 Utilities distribution (Infrastructure)
|  | 13.6.15.5.2.4 Gas distribution | [5 empty] | included in 13.6.15.8 Utilities distribution (Infrastructure)
|  |  | 13.6.15.5.2.4.1 ArCO2 detector gas |  |  |  |  | included in 13.6.15.8 Utilities distribution (Infrastructure)
| 13.6.15.5.3 Support infrastructure |  |  | 14 | 14 | 14 | 0
|  | 13.6.15.5.3.1 Power |  | 0 | 0 | 0 |  | included in 13.6.15.9 Support Infrastructure
|  | 13.6.15.5.3.2 Network |  | 0 | 0 | 0 |  | included in 13.6.15.9 Support Infrastructure
|  | 13.6.15.5.3.3 Lightning |  | 0 | 0 | 0 |  | included in 13.6.15.9 Support Infrastructure
|  | 13.6.15.5.3.4 Ventilation |  | 0 | 0 | 0 |  | included in 13.6.15.9 Support Infrastructure
|  | 13.6.15.5.3.5 Fire protection |  | 0 | 0 | 0 |  | included in 13.6.15.9 Support Infrastructure
|  | 13.6.15.5.3.6 O2 montitoring |  | 0 | 0 | 0 |  | included in PSS PBS element
|  | 13.6.15.5.3.7 H2O leakage monitoring |  | 0 | 0 | 0 |  | included in 13.6.15.9 Support Infrastructure
|  | 13.6.15.5.3.9 Remote area video surveillance |  | 0 | 0 | 0 |  | included in 13.6.15.9 Support Infrastructure
|  | 13.6.15.5.3.10 Local crane |  | 14 | 14 | 14 |  | budgetary information from Vetter cranes GmbH
|  | 13.6.15.5.3.11 Public address system |  | 0 | 0 | 0 |  | included in 13.6.15.9 Support Infrastructure
| 13.6.15.5.4 Shielding |  |  | 417.5232 | 417.5232 | 417.5232 | 500 | calculation based on ESS-process
| 13.6.15.5.5 Cave structure |  |  | 120 | 120 | 120 |  | calculation based on experience with TOPAS
| 13.6.15.5.6 Sample env. utilities supply |  |  | 48 | 48 | 48 |  | 2 panels ESS-0063538
|  | 13.6.15.5.6.1 Power board |  | 48 | 48 | 48
|  | 13.6.15.5.6.2 Supply gasses board | [5 empty] | included in 13.6.15.5.6.1 Power board
|  |  | 13.6.15.5.6.2.1 N2 |  |  |  |  | included in 13.6.15.5.6.1 Power board
|  |  | 13.6.15.5.6.2.2 H2 |  |  |  |  | included in 13.6.15.5.6.1 Power board
|  |  | 13.6.15.5.6.2.3 3He |  |  |  |  | included in 13.6.15.5.6.1 Power board
|  | 13.6.15.5.6.3 Chilled water board | [5 empty] | included in 13.6.15.5.6.1 Power board
|  | 13.6.15.5.6.4 Compressed air | [5 empty] | included in 13.6.15.5.6.1 Power board
| 13.6.15.5.7 Sample env. Control box |  |  | 0 | 0 | 0 |  | included in 13.6.15.5.6 Sample env. utilities supply
13.6.15.6 Control Hutch |  |  |  | 25 | 25 | 25 | 30
| 13.6.15.6.1 Support infrastructure |  |  | 0 | 0 | 0 | 0 | included in 13.6.15.9 Support Infrastructure
|  | 13.6.15.6.1.1 Power |  | 0 | 0 | 0 | 0 | included in 13.6.15.9 Support Infrastructure
|  | 13.6.15.6.1.2 Network | [5 empty] | included in 13.6.15.9 Support Infrastructure
|  | 13.6.15.6.1.3 Lightning | [5 empty] | included in 13.6.15.9 Support Infrastructure
|  | 13.6.15.6.1.4 Ventilation | [5 empty] | included in 13.6.15.9 Support Infrastructure
|  | 13.6.15.6.1.5 Fire protection | [5 empty] | included in 13.6.15.9 Support Infrastructure
|  | 13.6.15.6.1.6 O2 montitoring | [5 empty] | included in 13.6.15.9 Support Infrastructure
|  | 13.6.15.6.1.7 H2O leakage monitoring | [5 empty] | included in 13.6.15.9 Support Infrastructure
|  | 13.6.15.6.1.9 Remote area video surveillance | [5 empty] | included in 13.6.15.9 Support Infrastructure
|  | 13.6.15.5.1.11 Public address system | [5 empty] | included in 13.6.15.9 Support Infrastructure
| 13.6.15.6.2 Hutch building structure |  |  | 25 | 25 | 25 |  | guess from our engineers
| 13.6.15.6.3 Control terminal |  |  | 0 | 0 | 0 | 0 | included in hutch building structure
13.6.15.7 Sample preparation area |  |  |  | 26.45 | 26.45 | 26.45
| 13.6.15.7.1 Utilities distribution |  |  | 0 | 0 | 0 |  | included in 13.6.15.8 Utilities distribution (Infrastructure)
|  | 13.6.15.7.1.1 Power distribution |  | 0 | 0 | 0 |  | included in 13.6.15.8 Utilities distribution (Infrastructure)
|  | 13.6.15.7.1.2 Chilled water distribution | [5 empty] | included in 13.6.15.8 Utilities distribution (Infrastructure)
|  | 13.6.15.7.1.3 Compressed air distribution | [5 empty] | included in 13.6.15.8 Utilities distribution (Infrastructure)
|  | 13.6.15.7.1.4 Gas distribution | [5 empty] | included in 13.6.15.8 Utilities distribution (Infrastructure)
| 13.6.15.7.2 Support infrastructure |  |  | 0 | 0 | 0 | 0 | included in 13.6.15.5.3 Support infrastructure
|  | 13.6.15.7.2.1 Power |  | 0 | 0 | 0 | 0
|  | 13.6.15.7.2.2 Network | [5 empty] | included in 13.6.15.9 Support Infrastructure
|  | 13.6.15.7.2.3 Lightning | [5 empty] | included in 13.6.15.9 Support Infrastructure
|  | 13.6.15.7.2.4 Ventilation | [5 empty] | included in 13.6.15.9 Support Infrastructure
|  | 13.6.15.7.2.5 Fire protection | [5 empty] | included in 13.6.15.9 Support Infrastructure
|  | 13.6.15.7.2.6 O2 montitoring | [5 empty] | included in 13.6.15.9 Support Infrastructure
|  | 13.6.15.7.2.7 H2O leakage monitoring | [5 empty] | included in 13.6.15.9 Support Infrastructure
|  | 13.6.15.7.2.9 Remote area video surveillance | [5 empty] | included in 13.6.15.9 Support Infrastructure
|  | 13.6.15.7.2.11 Public address system | [5 empty] | included in 13.6.15.9 Support Infrastructure
| 13.6.15.7.3 Cabin building structure |  |  | 10 | 10 | 10 |  | guess from our engineers
| 13.6.15.7.4 Lab equipment and sample storage |  |  | 16.45 | 16.45 | 16.45 |  | see attached document
13.6.15.8 Utilities distribution (Infrastructure) |  |  |  | 185 | 185 | 185 |  | guess NSS Lead Engineer
| 13.6.15.8.2 Hall 2 |  |  | 185 | 185 | 185 |  | guess NSS Lead Engineer for the overall distribution including cooling system
|  | 13.6.15.8.1.1 Power distribution |  | 185 | 185 | 185 |  | included in 13.6.15.8 Utilities distribution (Infrastructure)
|  | 13.6.15.8.1.2 Chilled water distribution | [5 empty] | included in 13.6.15.8 Utilities distribution (Infrastructure)
|  | 13.6.15.8.1.3 Compressed air distribution | [5 empty] | included in 13.6.15.8 Utilities distribution (Infrastructure)
|  | 13.6.15.8.1.4 Gas distribution | [5 empty] | included in 13.6.15.8 Utilities distribution (Infrastructure)
| 13.6.15.8.2 Guide Hall |  |  | 0 | 0 | 0 | 0 | included in 13.6.15.8 Utilities distribution (Infrastructure)
|  | 13.6.15.8.2.1 Power distribution | [5 empty] | included in 13.6.15.8 Utilities distribution (Infrastructure)
|  | 13.6.15.8.2.2 Chilled water distribution | [5 empty] | included in 13.6.15.8 Utilities distribution (Infrastructure)
|  | 13.6.15.8.2.3 Compressed air distribution | [5 empty] | included in 13.6.15.8 Utilities distribution (Infrastructure)
|  | 13.6.15.8.2.4 Gas distribution | [5 empty] | included in 13.6.15.8 Utilities distribution (Infrastructure)
| 13.6.15.8.3 Hall 3 |  |  | 0 | 0 | 0 | 0 | included in 13.6.15.8 Utilities distribution (Infrastructure)
|  | 13.6.15.8.3.1 Power distribution | [5 empty] | included in 13.6.15.8 Utilities distribution (Infrastructure)
|  | 13.6.15.8.3.2 Chilled water distribution | [5 empty] | included in 13.6.15.8 Utilities distribution (Infrastructure)
|  | 13.6.15.8.3.3 Compressed air distribution | [5 empty] | included in 13.6.15.8 Utilities distribution (Infrastructure)
|  | 13.6.15.8.3.4 Gas distribution | [5 empty] | included in 13.6.15.8 Utilities distribution (Infrastructure)
13.6.15.9 Support infrastructure |  |  |  | 44 | 44 | 44 |  | guess NSS Lead Engineer
| 13.6.15.9.1Hall 2 |  |  | 44 | 44 | 44 |  | guess NSS Lead Engineer
|  | 13.6.15.9.1.1 Power |  | 35 | 35 | 35 |  | guess NSS Lead Engineer
|  | 13.6.15.9.1.2 Network |  | 0 | 0 | 0 |  | guess NSS Lead Engineer
|  | 13.6.15.9.1.3 Lightning |  | 1 | 1 | 1 |  | guess NSS Lead Engineer
|  | 13.6.15.9.1.4 Ventilation |  | 2 | 2 | 2 |  | guess NSS Lead Engineer
|  | 13.6.15.9.1.5 Fire protection |  | 0 | 0 | 0 |  | guess NSS Lead Engineer
|  | 13.6.15.9.1.6 O2 montitoring |  | 0 | 0 | 0 |  | included in PSS PBS element
|  | 13.6.15.9.1.7 H2O leakage monitoring |  | 1 | 1 | 1 |  | guess NSS Lead Engineer
|  | 13.6.15.9.1.9 Remote area video surveillance |  | 3 | 3 | 3 |  | guess NSS Lead Engineer
|  | 13.6.15.9.1.11 Public address system |  | 2 | 2 | 2 |  | guess NSS Lead Engineer
| 13.6.15.9.2 Guide Hall |  |  | 0 | 0 | 0 |  | included in 13.6.15.9 Support Infrastructure
|  | 13.6.15.9.2.1 Power |  | 0 | 0 | 0 |  | included in 13.6.15.9 Support Infrastructure
|  | 13.6.15.9.2.2 Network | [5 empty] | included in 13.6.15.9 Support Infrastructure
|  | 13.6.15.9.2.3 Lightning | [5 empty] | included in 13.6.15.9 Support Infrastructure
|  | 13.6.15.9.2.4 Ventilation | [5 empty] | included in 13.6.15.9 Support Infrastructure
|  | 13.6.15.9.2.5 Fire protection | [5 empty] | included in 13.6.15.9 Support Infrastructure
|  | 13.6.15.9.2.6 O2 montitoring | [5 empty] | included in 13.6.15.9 Support Infrastructure
|  | 13.6.15.9.2.7 H2O leakage monitoring | [5 empty] | included in 13.6.15.9 Support Infrastructure
|  | 13.6.15.9.2.9 Remote area video surveillance | [5 empty] | included in 13.6.15.9 Support Infrastructure
|  | 13.6.15.9.2.11 Public address system | [5 empty] | included in 13.6.15.9 Support Infrastructure
| 13.6.15.9.3 Hall 3 |  |  | 0 | 0 | 0 |  | included in 13.6.15.9 Support Infrastructure
|  | 13.6.15.9.3.1 Power |  | 0 | 0 | 0 |  | included in 13.6.15.9 Support Infrastructure
|  | 13.6.15.9.3.2 Network | [5 empty] | included in 13.6.15.9 Support Infrastructure
|  | 13.6.15.9.3.3 Lightning | [5 empty] | included in 13.6.15.9 Support Infrastructure
|  | 13.6.15.9.3.4 Ventilation | [5 empty] | included in 13.6.15.9 Support Infrastructure
|  | 13.6.15.9.3.5 Fire protection | [5 empty] | included in 13.6.15.9 Support Infrastructure
|  | 13.6.15.9.3.6 O2 montitoring | [5 empty] | included in 13.6.15.9 Support Infrastructure
|  | 13.6.15.9.3.7 H2O leakage monitoring | [5 empty] | included in 13.6.15.9 Support Infrastructure
|  | 13.6.15.9.3.9 Remote area video surveillance | [5 empty] | included in 13.6.15.9 Support Infrastructure
|  | 13.6.15.9.3.11 Public address system | [5 empty] | included in 13.6.15.9 Support Infrastructure
13.6.15.10 Control racks |  |  |  | 0 | 0 | 0 | 0
| 13.6.15.10.1 Hall 2 |  |  | 0 | 0 | 0 | 0
|  | 13.6.15.10.2.1 DAQ rack |  | 0 | 0 | 0 | 0 | no information available
|  | 13.6.15.10.2.2 DMSC rack |  | 0 | 0 | 0 | 0 | no information available
|  | 13.6.15.10.2.3 Motion control rack |  | 0 | 0 | 0 | 0 | no information available
|  | 13.6.15.10.2.4 Chopper control rack |  | 0 | 0 | 0 | 0 | included in chopper PBS
|  | 13.6.15.10.2.5 Vacuum control rack |  | 0 | 0 | 0 | 0 | ESS-0063538
|  | 13.6.15.10.2.6 Personal safety system rack |  | 0 | 0 | 0 | 0 | included in PSS PBS
| 13.6.15.10.2 Guide Hall |  |  | 0 | 0 | 0 | 0
|  | 13.6.15.10.2.1 DAQ rack | [5 empty] | no information available
|  | 13.6.15.10.2.2 DMSC rack | [5 empty] | no information available
|  | 13.6.15.10.2.3 Motion control rack | [5 empty] | no information available
|  | 13.6.15.10.2.4 Chopper control rack | [5 empty] | included in chopper PBS
|  | 13.6.15.10.2.5 Vacuum control rack | [5 empty] | ESS-0063538
|  | 13.6.15.10.2.6 Personal safety system rack | [5 empty] | included in PSS PBS
| 13.6.15.10.3 Hall 3 |  |  | 0 | 0 | 0 | 0
|  | 13.6.15.10.3.1 DAQ rack | [5 empty] | no information available
|  | 13.6.15.10.3.2 DMSC rack | [5 empty] | no information available
|  | 13.6.15.10.3.3 Motion control rack | [5 empty] | no information available
|  | 13.6.15.10.3.4 Chopper control rack | [5 empty] | included in chopper PBS
|  | 13.6.15.10.3.5 Vacuum control rack | [5 empty] | ESS-0063538
|  | 13.6.15.10.3.6 Personal safety system rack | [5 empty] | included in PSS PBS
13.6.15.12 Integration control and monitoring |  |  |  | 56 | 94 | 94
| 13.6.15.11.1 Instrument control integration (ICS) |  |  | 0 | 0 | 0 |  | only instrument specific items in budget
|  | 13.6.15.11.1.1 Generic Motion Control Integration |  | 0 | 0 | 0 |  | ESS-0063538
|  | 13.6.15.11.1.3 Vacuum Control Integration | [5 empty] | ESS-0063538
|  | 13.6.15.11.1.6 EPICS Integration | [5 empty] | ESS-0063538
| 13.6.15.11.2 Personal safety system integration |  |  | 0 | 0 | 0 |  | included in Personnel Cost Table
|  | 13.6.15.11.2.1 Interlock System | [5 empty] | included in Personnel Cost Table
|  | 13.6.15.11.2.2 Radiation Detection | [5 empty] | included in Personnel Cost Table
|  | 13.6.15.11.2.3 Shutter Interface | [5 empty] | included in Personnel Cost Table
|  | 13.6.15.11.2.4 H2O Detection System | [5 empty] | included in Personnel Cost Table
|  | 13.6.15.11.2.5 O2 Monitoring | [5 empty] | included in Personnel Cost Table
|  | 13.6.15.11.2.6 H2 Detection System | [5 empty] | included in Personnel Cost Table
| 13.6.15.11.3 DMSC integration |  |  | 0 | 0 | 0 | 0 | ESS-0063538
|  | 13.6.15.11.3.1 Data Systems and Technology | [5 empty] | ESS-0063538
|  | 13.6.15.11.3.2 Data Management | [5 empty] | ESS-0063538
|  | 13.6.15.11.3.3 Instrument Data | [5 empty] | ESS-0063538
|  | 13.6.15.11.3.4 Data Analysis and Modelling | [5 empty] | ESS-0063538
| 13.6.15.11.4 Motion Control |  |  | 56 | 94 | 94 |  | see Table of Motion
|  |  | Personnel | 3710.55 | 3710.55 | 3710.55 | 4080 | see Personnel Cost Table
|  |  | Contingency | 1501.0363 | 1949.9298 | 2262.4354 | 2642
|  | total cost in k€: |  | 15010.3625 | 19499.2982 | 22624.3538 | 1000
19932

## PBS_summary_schedule
[5 empty] | phase 1 | phase 2 | phase 3 | phase 4 | phase 5
13.6.15 T-REX |  |  |  | config | Preliminary Design | Detailed Design | Procurement Construction | Installation | Cold Commissioning | Total
13.6.15.1 Beam transport and conditioning system |  |  |  | base | 0 | 0 | 6179.3031 | 81 | 0 | 6260.3031
| 13.6.15.1.1 Beam extraction system |  |  |  | 0 | 0 | 0 | 0 | 0 | 0
|  | 13.6.15.1.1.1 Monolith insert |  |  | 0 | 0 | 0 | 0 | 0 | 0
|  | 13.6.15.1.1.2 Monolith window |  |  | 0 | 0 | 0 | 0 | 0 | 0
|  | 13.6.15.1.1.3 Neutron Guide |  |  | 0 | 0 | 0 | 0 | 0 | 0
|  |  | 13.6.15.1.1.1.1 Optical elements |  | 0 | 0 | 0 | 0 | 0 | 0
|  |  | 13.6.15.1.1.1.2 Alignment Mechanism for Optical Elements |  | 0 | 0 | 0 | 0 | 0 | 0
|  |  | 13.6.15.1.1.1.3 Vacuum tubes |  | 0 | 0 | 0 | 0 | 0 | 0
|  |  | 13.6.15.1.1.1.4 Cooling tubes |  | 0 | 0 | 0 | 0 | 0 | 0
| 13.6.15.1.2 Beam delivery system |  |  |  | 0 | 0 | 3022.2 | 0 | 0 | 3022.2
|  | 13.6.15.1.2.1 Cold neutrons Extraction Bender |  |  | 0 | 0 | 0 | 0 | 0 | 0
|  |  | 13.6.15.1.2.1.1 Optical elements |  | 0 | 0 | 0 | 0 | 0 | 0
|  |  | 13.6.15.1.2.1.2 Mechanical support |  | 0 | 0 | 0 | 0 | 0 | 0
|  |  | 13.6.15.1.2.1.3 Moving mechanism |  | 0 | 0 | 0 | 0 | 0 | 0
|  |  | 13.6.15.1.2.1.4 Alignment Mechanism |  | 0 | 0 | 0 | 0 | 0 | 0
|  | 13.6.15.1.2.2 Neutron guide system |  |  | 0 | 0 | 0 | 0 | 0 | 0
|  |  | 13.6.15.1.2.2.1 Optical elements |  | 0 | 0 | 0 | 0 | 0 | 2323
|  |  | 13.6.15.1.2.2.2 Guide vacuum tubes |  | 0 | 0 | 0 | 0 | 0 | 0
|  |  | 13.6.15.1.2.2.3 Guide support structure |  | 0 | 0 | 0 | 0 | 0 | 699.2
|  |  | 13.6.15.1.2.2.4 Alignment system |  | 0 | 0 | 0 | 0 | 0 | 0
| 13.6.15.1.3 Chopper system |  |  |  | 0 | 0 | 1160.45 | 0 | 0 | 1160.45
|  | 13.6.15.1.3.1 Band chopper 1 Assembly |  |  | 0 | 0 | 0 | 0 | 0 | 131
|  | 13.6.15.1.3.2 Band chopper 2 Assembly |  |  | 0 | 0 | 0 | 0 | 0 | 131
|  | 13.6.15.1.3.3 T0-chopper 1 Assembly |  |  | 0 | 0 | 0 | 0 | 0 | 0
|  | 13.6.15.1.3.4 T0-chopper 2 Assembly |  |  | 0 | 0 | 0 | 0 | 0 | 0
|  | 13.6.15.1.3.6 Pulse Shaping chopper Assembly |  |  | 0 | 0 | 0 | 0 | 0 | 313
|  | 13.6.15.1.3.7 Monochromating chopper Assembly |  |  | 0 | 0 | 0 | 0 | 0 | 330
|  | 13.6.15.1.3.8 FAN chopper Assembly |  |  | 0 | 0 | 0 | 0 | 0 | 0
|  | 13.6.15.1.3.9 Control System |  |  | 0 | 0 | 0 | 0 | 0 | 167.8
|  | 13.6.15.1.3.10 Support System |  |  | 0 | 0 | 0 | 0 | 0 | 87.65
| 13.6.15.1.4 Beam geometry conditioning |  |  |  | 0 | 0 | 25 | 0 | 0 | 25
|  | 13.6.15.1.4.1 guide collimation system |  |  | 0 | 0 | 0 | 0 | 0 | 0
|  |  | 13.6.15.1.4.1.1 Collimator 1 (0.75 deg) |  | 0 | 0 | 0 | 0 | 0 | 0
|  |  | 13.6.15.1.4.1.2 Collimator 2 (0.5 deg) |  | 0 | 0 | 0 | 0 | 0 | 0
|  |  | 13.6.15.1.4.1.3 Slit system |  | 0 | 0 | 0 | 0 | 0 | 25
|  |  | 13.6.15.1.4.1.4 motors or moving mechanism |  | 0 | 0 | 0 | 0 | 0 | 0
|  |  | 13.6.15.1.4.1.5 housing |  | 0 | 0 | 0 | 0 | 0 | 0
|  | 13.6.15.1.4.8 beam geometry conditioning support and alignment |  |  | 0 | 0 | 0 | 0 | 0 | 0
|  |  | 13.6.15.1.4.8.1 guide collimation system support and alignment |  | 0 | 0 | 0 | 0 | 0 | 0
| 13.6.15.1.5 Beam filtering system |  |  |  | 0 | 0 | 0 | 0 | 0 | 0
|  | 13.6.15.1.5.1 neutron polarization system |  |  | 0 | 0 | 0 | 0 | 0 | 0
|  |  | 13.6.15.1.5.1.1 polarizing bender fo cold neutrons |  | 0 | 0 | 0 | 0 | 0 | 0
|  |  | 13.6.15.1.5.1.2 polarizing 3He cell for thermal neutrons |  | 0 | 0 | 0 | 0 | 0 | 0
|  |  | 13.6.15.1.5.1.3 Guide field system |  | 0 | 0 | 0 | 0 | 0 | 0
|  |  | 13.6.15.1.5.1.4 guide exchanger for 3He cell |  | 0 | 0 | 0 | 0 | 0 | 0
|  |  | 13.6.15.1.5.1.5 3He |  | 0 | 0 | 0 | 0 | 0 | 0
| 13.6.15.1.6 Beam validation |  |  |  | 0 | 0 | 0 | 81 | 0 | 81
|  | 13.6.15.1.6.1 Beam monitors |  |  | 0 | 0 | 0 | 0 | 0 | 0
|  |  | 13.6.15.1.6.1.1 Monitor BW |  | 0 | 0 | 0 | 0 | 0 | 27
|  |  | 13.6.15.1.6.1.2 Monitor P |  | 0 | 0 | 0 | 0 | 0 | 27
|  |  | 13.6.15.1.6.1.3 Monitor M |  | 0 | 0 | 0 | 0 | 0 | 27
|  | 13.6.15.1.6.2 Flux measurements assembly |  |  | 0 | 0 | 0 | 0 | 0 | 0
| 13.6.15.1.8 Beam cut off |  |  |  | 0 | 0 | 286 | 0 | 0 | 286
|  | 13.6.15.1.8.1 Personal safety system (PSS) |  |  | 0 | 0 | 0 | 0 | 0 | 0
|  | 13.6.15.1.8.2 Heavy shutter |  |  | 0 | 0 | 0 | 0 | 0 | 168
|  | 13.6.15.1.8.5 Light shutter modification |  |  | 0 | 0 | 0 | 0 | 0 | 18
|  | 13.6.15.1.8.6 Beam stop |  |  | 0 | 0 | 0 | 0 | 0 | 100
| 13.6.15.1.9 Vacuum system |  |  |  | 0 | 0 | 0 | 0 | 0 | 0
|  | 13.6.15.1.9.1 Beam delivery vacuum system |  |  | 0 | 0 | 0 | 0 | 0 | 0
|  | 13.6.15.1.9.3 Chopper vacuum system |  |  | 0 | 0 | 0 | 0 | 0 | 0
|  | 13.6.15.1.9.4 Flight tube vacuum system |  |  | 0 | 0 | 0 | 0 | 0 | 0
|  | 13.6.15.1.9.5 Collimators vacuum system |  |  | 0 | 0 | 0 | 0 | 0 | 0
| 13.6.15.1.10 Shielding |  |  |  | 0 | 0 | 1685.6531 | 0 | 0 | 1685.6531
|  | 13.6.15.1.10.1 In-bunker shielding |  |  | 0 | 0 | 0 | 0 | 0 | 74.3928
|  | 13.6.15.1.10.2 Beamline shielding |  |  | 0 | 0 | 0 | 0 | 0 | 1519.8603
|  | 13.6.15.1.10.3 Neutron guide shielding inside bunker |  |  | 0 | 0 | 0 | 0 | 0 | 11
|  | 13.6.15.1.10.4 Neutron guide shielding outside bunker |  |  | 0 | 0 | 0 | 0 | 0 | 80.4
|  |  |  | comp | 0 | 0 | 7280.4452 | 81 | 0 |  | 7361.4452
|  |  |  | full | 0 | 0 | 7649.9952 | 81 | 0 |  |  | 7730.9952
13.6.15.2 Sample exposure system |  |  |  | base | 0 | 0 | 0 | 70 | 0 | 70
| 13.6.15.2.1 Sample positioning |  |  |  | 0 | 0 | 0 | 10 | 0 | 10
| 13.6.15.2.2 Ancillary mounting |  |  |  | 0 | 0 | 0 | 0 | 0 | 0
| 13.6.15.2.3 Sample environment equipment |  |  |  | 0 | 0 | 0 | 60 | 0 | 60
|  | CCR |  |  | 0 | 0 | 0 | 0 | 0 | 0
|  | dilution insert |  |  | 0 | 0 | 0 | 0 | 0 | 0
|  | ILL furnace |  |  | 0 | 0 | 0 | 0 | 0 | 0
|  | clamp cells |  |  | 0 | 0 | 0 | 0 | 0 | 0
|  | 6kV HV supply |  |  | 0 | 0 | 0 | 0 | 0 | 0
|  | 3He sorption stick |  |  | 0 | 0 | 0 | 0 | 0 | 0
|  | Vertical cryomagnet 7T |  |  | 0 | 0 | 0 | 0 | 0 | 0
|  | Paris-Edinburgh cell |  |  | 0 | 0 | 0 | 0 | 0 | 0
|  | gas cells |  |  | 0 | 0 | 0 | 0 | 0 | 0
|  | gas handling |  |  | 0 | 0 | 0 | 0 | 0 | 0
|  | Orange cryofurnace |  |  | 0 | 0 | 0 | 0 | 0 | 60
|  | humidity chamber |  |  | 0 | 0 | 0 | 0 | 0 | 0
|  |  |  | comp | 0 | 0 | 0 | 288.9 | 0 |  | 288.9
|  |  |  | full | 0 | 0 | 0 | 1736.9 | 0 |  |  | 1736.9
13.6.15.3 Scattering characterization system |  |  |  | base | 0 | 0 | 2407.5 | 0 | 0 | 2407.5
| 13.6.15.3.2 Neutron detection system |  |  |  | 0 | 0 | 2407.5 | 0 | 0 | 2407.5
|  | 13.6.15.3.2.1 Neutron detector |  |  | 0 | 0 | 0 | 0 | 0 | 1150
|  | 13.6.15.3.2.1 Neutron detector vessel |  |  | 0 | 0 | 0 | 0 | 0 | 1160
|  | 13.6.15.3.2.4 Neutron detector support structure |  |  | 0 | 0 | 0 | 0 | 0 | 97.5
| 13.6.15.3.3 Vacuum system |  |  |  | 0 | 0 | 0 | 0 | 0 | 0
|  | 13.6.15.3.2.3 Detector vessel vacuum system |  |  | 0 | 0 | 0 | 0 | 0 | 0
|  |  | 13.6.15.3.2.3.1 vacuum tubes |  | 0 | 0 | 0 | 0 | 0 | 0
|  | 13.6.15.3.2.4 Sample chamber vacuum system |  |  | 0 | 0 | 0 | 0 | 0 | 0
|  |  | 13.6.15.3.2.4.1 vacuum tubes |  | 0 | 0 | 0 | 0 | 0 | 0
| 13.6.15.3.4 Collimation system |  |  |  | 0 | 0 | 0 | 0 | 0 | 0
|  | 13.6.15.3.3.4.1 Radial collimator |  |  | 0 | 0 | 0 | 0 | 0 | 0
|  | 13.6.15.3.3.4.2 Structural Frame |  |  | 0 | 0 | 0 | 0 | 0 | 0
|  | 13.6.15.3.3.4.3 Motion |  |  | 0 | 0 | 0 | 0 | 0 | 0
| 13.6.15.3.5 MAGIC PASTIS |  |  |  | 0 | 0 | 0 | 0 | 0 | 0
|  |  | 13.6.15.3.5.1 PASTIS structure |  | 0 | 0 | 0 | 0 | 0 | 0
|  |  | 13.6.15.3.5.2 3He recovery |  | 0 | 0 | 0 | 0 | 0 | 0
|  |  | 13.6.15.3.5.3 supply for coils |  | 0 | 0 | 0 | 0 | 0 | 0
|  |  |  | comp | 0 | 0 | 5089.5 | 0 | 0 |  | 5089.5
|  |  |  | full | 0 | 0 | 6084.5 | 0 | 0 |  |  | 6084.5
13.6.15.5 Experimental cave |  |  |  |  | 0 | 0 | 537.5232 | 187 | 0 | 724.5232
| 13.6.15.5.1 Personal safety system |  |  |  | 0 | 0 | 0 | 125 | 0 | 125
| 13.6.15.5.2 Utilities distribution |  |  |  | 0 | 0 | 0 | 0 | 0 | 0
|  | 13.6.15.5.2.1 Power distribution |  |  | 0 | 0 | 0 | 0 | 0 | 0
|  | 13.6.15.5.2.2 Chilled water distribution |  |  | 0 | 0 | 0 | 0 | 0 | 0
|  | 13.6.15.5.2.3 Compressed air distribution |  |  | 0 | 0 | 0 | 0 | 0 | 0
|  | 13.6.15.5.2.4 Gas distribution |  |  | 0 | 0 | 0 | 0 | 0 | 0
|  |  | 13.6.15.5.2.4.1 ArCO2 detector gas |  | 0 | 0 | 0 | 0 | 0 | 0
| 13.6.15.5.3 Support infrastructure |  |  |  | 0 | 0 | 0 | 14 | 0 | 14
|  | 13.6.15.5.3.1 Power |  |  | 0 | 0 | 0 | 0 | 0 | 0
|  | 13.6.15.5.3.2 Network |  |  | 0 | 0 | 0 | 0 | 0 | 0
|  | 13.6.15.5.3.3 Lightning |  |  | 0 | 0 | 0 | 0 | 0 | 0
|  | 13.6.15.5.3.4 Ventilation |  |  | 0 | 0 | 0 | 0 | 0 | 0
|  | 13.6.15.5.3.5 Fire protection |  |  | 0 | 0 | 0 | 0 | 0 | 0
|  | 13.6.15.5.3.6 O2 montitoring |  |  | 0 | 0 | 0 | 0 | 0 | 0
|  | 13.6.15.5.3.7 H2O leakage monitoring |  |  | 0 | 0 | 0 | 0 | 0 | 0
|  | 13.6.15.5.3.9 Remote area video surveillance |  |  | 0 | 0 | 0 | 0 | 0 | 0
|  | 13.6.15.5.3.10 Local crane |  |  | 0 | 0 | 0 | 0 | 0 | 14
|  | 13.6.15.5.3.11 Public address system |  |  | 0 | 0 | 0 | 0 | 0 | 0
| 13.6.15.5.4 Shielding |  |  |  | 0 | 0 | 417.5232 | 0 | 0 | 417.5232
| 13.6.15.5.5 Cave structure |  |  |  | 0 | 0 | 120 | 0 | 0 | 120
| 13.6.15.5.6 Sample env. utilities supply |  |  |  | 0 | 0 | 0 | 48 | 0 | 48
|  | 13.6.15.5.6.1 Power board |  |  | 0 | 0 | 0 | 0 | 0 | 48
|  | 13.6.15.5.6.2 Supply gasses board |  |  | 0 | 0 | 0 | 0 | 0 | 0
|  |  | 13.6.15.5.6.2.1 N2 |  | 0 | 0 | 0 | 0 | 0 | 0
|  |  | 13.6.15.5.6.2.2 H2 |  | 0 | 0 | 0 | 0 | 0 | 0
|  |  | 13.6.15.5.6.2.3 3He |  | 0 | 0 | 0 | 0 | 0 | 0
|  | 13.6.15.5.6.3 Chilled water board |  |  | 0 | 0 | 0 | 0 | 0 | 0
|  | 13.6.15.5.6.4 Compressed air |  |  | 0 | 0 | 0 | 0 | 0 | 0
| 13.6.15.5.7 Sample env. Control box |  |  |  | 0 | 0 | 0 | 0 | 0 | 0
13.6.15.6 Control Hutch |  |  |  |  | 0 | 0 | 0 | 25 | 0 | 25
| 13.6.15.6.1 Support infrastructure |  |  |  | 0 | 0 | 0 | 0 | 0 | 0
|  | 13.6.15.6.1.1 Power |  |  | 0 | 0 | 0 | 0 | 0 | 0
|  | 13.6.15.6.1.2 Network |  |  | 0 | 0 | 0 | 0 | 0 | 0
|  | 13.6.15.6.1.3 Lightning |  |  | 0 | 0 | 0 | 0 | 0 | 0
|  | 13.6.15.6.1.4 Ventilation |  |  | 0 | 0 | 0 | 0 | 0 | 0
|  | 13.6.15.6.1.5 Fire protection |  |  | 0 | 0 | 0 | 0 | 0 | 0
|  | 13.6.15.6.1.6 O2 montitoring |  |  | 0 | 0 | 0 | 0 | 0 | 0
|  | 13.6.15.6.1.7 H2O leakage monitoring |  |  | 0 | 0 | 0 | 0 | 0 | 0
|  | 13.6.15.6.1.9 Remote area video surveillance |  |  | 0 | 0 | 0 | 0 | 0 | 0
|  | 13.6.15.5.1.11 Public address system |  |  | 0 | 0 | 0 | 0 | 0 | 0
| 13.6.15.6.2 Hutch building structure |  |  |  | 0 | 0 | 0 | 25 | 0 | 25
| 13.6.15.6.3 Control terminal |  |  |  | 0 | 0 | 0 | 0 | 0 | 0
13.6.15.7 Sample preparation area |  |  |  |  | 0 | 0 | 0 | 26.45 | 0 | 26.45
| 13.6.15.7.1 Utilities distribution |  |  |  | 0 | 0 | 0 | 0 | 0 | 0
|  | 13.6.15.7.1.1 Power distribution |  |  | 0 | 0 | 0 | 0 | 0 | 0
|  | 13.6.15.7.1.2 Chilled water distribution |  |  | 0 | 0 | 0 | 0 | 0 | 0
|  | 13.6.15.7.1.3 Compressed air distribution |  |  | 0 | 0 | 0 | 0 | 0 | 0
|  | 13.6.15.7.1.4 Gas distribution |  |  | 0 | 0 | 0 | 0 | 0 | 0
| 13.6.15.7.2 Support infrastructure |  |  |  | 0 | 0 | 0 | 0 | 0 | 0
|  | 13.6.15.7.2.1 Power |  |  | 0 | 0 | 0 | 0 | 0 | 0
|  | 13.6.15.7.2.2 Network |  |  | 0 | 0 | 0 | 0 | 0 | 0
|  | 13.6.15.7.2.3 Lightning |  |  | 0 | 0 | 0 | 0 | 0 | 0
|  | 13.6.15.7.2.4 Ventilation |  |  | 0 | 0 | 0 | 0 | 0 | 0
|  | 13.6.15.7.2.5 Fire protection |  |  | 0 | 0 | 0 | 0 | 0 | 0
|  | 13.6.15.7.2.6 O2 montitoring |  |  | 0 | 0 | 0 | 0 | 0 | 0
|  | 13.6.15.7.2.7 H2O leakage monitoring |  |  | 0 | 0 | 0 | 0 | 0 | 0
|  | 13.6.15.7.2.9 Remote area video surveillance |  |  | 0 | 0 | 0 | 0 | 0 | 0
|  | 13.6.15.7.2.11 Public address system |  |  | 0 | 0 | 0 | 0 | 0 | 0
| 13.6.15.7.3 Cabin building structure |  |  |  | 0 | 0 | 0 | 10 | 0 | 10
| 13.6.15.7.4 Lab equipment and sample storage |  |  |  | 0 | 0 | 0 | 16.45 | 0 | 16.45
13.6.15.8 Utilities distribution (Infrastructure) |  |  |  |  | 0 | 0 | 0 | 185 | 0 | 185
| 13.6.15.8.2 Hall 2 |  |  |  | 0 | 0 | 0 | 185 | 0 | 185
|  | 13.6.15.8.1.1 Power distribution |  |  | 0 | 0 | 0 | 0 | 0 | 185
|  | 13.6.15.8.1.2 Chilled water distribution |  |  | 0 | 0 | 0 | 0 | 0 | 0
|  | 13.6.15.8.1.3 Compressed air distribution |  |  | 0 | 0 | 0 | 0 | 0 | 0
|  | 13.6.15.8.1.4 Gas distribution |  |  | 0 | 0 | 0 | 0 | 0 | 0
| 13.6.15.8.2 Guide Hall |  |  |  | 0 | 0 | 0 | 0 | 0 | 0
|  | 13.6.15.8.2.1 Power distribution |  |  | 0 | 0 | 0 | 0 | 0 | 0
|  | 13.6.15.8.2.2 Chilled water distribution |  |  | 0 | 0 | 0 | 0 | 0 | 0
|  | 13.6.15.8.2.3 Compressed air distribution |  |  | 0 | 0 | 0 | 0 | 0 | 0
|  | 13.6.15.8.2.4 Gas distribution |  |  | 0 | 0 | 0 | 0 | 0 | 0
| 13.6.15.8.3 Hall 3 |  |  |  | 0 | 0 | 0 | 0 | 0 | 0
|  | 13.6.15.8.3.1 Power distribution |  |  | 0 | 0 | 0 | 0 | 0 | 0
|  | 13.6.15.8.3.2 Chilled water distribution |  |  | 0 | 0 | 0 | 0 | 0 | 0
|  | 13.6.15.8.3.3 Compressed air distribution |  |  | 0 | 0 | 0 | 0 | 0 | 0
|  | 13.6.15.8.3.4 Gas distribution |  |  | 0 | 0 | 0 | 0 | 0 | 0
13.6.15.9 Support infrastructure |  |  |  |  | 0 | 0 | 0 | 44 | 0 | 44
| 13.6.15.9.1Hall 2 |  |  |  | 0 | 0 | 0 | 44 | 0 | 44
|  | 13.6.15.9.1.1 Power |  |  | 0 | 0 | 0 | 0 | 0 | 35
|  | 13.6.15.9.1.2 Network |  |  | 0 | 0 | 0 | 0 | 0 | 0
|  | 13.6.15.9.1.3 Lightning |  |  | 0 | 0 | 0 | 0 | 0 | 1
|  | 13.6.15.9.1.4 Ventilation |  |  | 0 | 0 | 0 | 0 | 0 | 2
|  | 13.6.15.9.1.5 Fire protection |  |  | 0 | 0 | 0 | 0 | 0 | 0
|  | 13.6.15.9.1.6 O2 montitoring |  |  | 0 | 0 | 0 | 0 | 0 | 0
|  | 13.6.15.9.1.7 H2O leakage monitoring |  |  | 0 | 0 | 0 | 0 | 0 | 1
|  | 13.6.15.9.1.9 Remote area video surveillance |  |  | 0 | 0 | 0 | 0 | 0 | 3
|  | 13.6.15.9.1.11 Public address system |  |  | 0 | 0 | 0 | 0 | 0 | 2
| 13.6.15.9.2 Guide Hall |  |  |  | 0 | 0 | 0 | 0 | 0 | 0
|  | 13.6.15.9.2.1 Power |  |  | 0 | 0 | 0 | 0 | 0 | 0
|  | 13.6.15.9.2.2 Network |  |  | 0 | 0 | 0 | 0 | 0 | 0
|  | 13.6.15.9.2.3 Lightning |  |  | 0 | 0 | 0 | 0 | 0 | 0
|  | 13.6.15.9.2.4 Ventilation |  |  | 0 | 0 | 0 | 0 | 0 | 0
|  | 13.6.15.9.2.5 Fire protection |  |  | 0 | 0 | 0 | 0 | 0 | 0
|  | 13.6.15.9.2.6 O2 montitoring |  |  | 0 | 0 | 0 | 0 | 0 | 0
|  | 13.6.15.9.2.7 H2O leakage monitoring |  |  | 0 | 0 | 0 | 0 | 0 | 0
|  | 13.6.15.9.2.9 Remote area video surveillance |  |  | 0 | 0 | 0 | 0 | 0 | 0
|  | 13.6.15.9.2.11 Public address system |  |  | 0 | 0 | 0 | 0 | 0 | 0
| 13.6.15.9.3 Hall 3 |  |  |  | 0 | 0 | 0 | 0 | 0 | 0
|  | 13.6.15.9.3.1 Power |  |  | 0 | 0 | 0 | 0 | 0 | 0
|  | 13.6.15.9.3.2 Network |  |  | 0 | 0 | 0 | 0 | 0 | 0
|  | 13.6.15.9.3.3 Lightning |  |  | 0 | 0 | 0 | 0 | 0 | 0
|  | 13.6.15.9.3.4 Ventilation |  |  | 0 | 0 | 0 | 0 | 0 | 0
|  | 13.6.15.9.3.5 Fire protection |  |  | 0 | 0 | 0 | 0 | 0 | 0
|  | 13.6.15.9.3.6 O2 montitoring |  |  | 0 | 0 | 0 | 0 | 0 | 0
|  | 13.6.15.9.3.7 H2O leakage monitoring |  |  | 0 | 0 | 0 | 0 | 0 | 0
|  | 13.6.15.9.3.9 Remote area video surveillance |  |  | 0 | 0 | 0 | 0 | 0 | 0
|  | 13.6.15.9.3.11 Public address system |  |  | 0 | 0 | 0 | 0 | 0 | 0
13.6.15.10 Control racks |  |  |  |  | 0 | 0 | 0 | 0 | 0 | 0
| 13.6.15.10.1 Hall 2 |  |  |  | 0 | 0 | 0 | 0 | 0 | 0
|  | 13.6.15.10.2.1 DAQ rack |  |  | 0 | 0 | 0 | 0 | 0 | 0
|  | 13.6.15.10.2.2 DMSC rack |  |  | 0 | 0 | 0 | 0 | 0 | 0
|  | 13.6.15.10.2.3 Motion control rack |  |  | 0 | 0 | 0 | 0 | 0 | 0
|  | 13.6.15.10.2.4 Chopper control rack |  |  | 0 | 0 | 0 | 0 | 0 | 0
|  | 13.6.15.10.2.5 Vacuum control rack |  |  | 0 | 0 | 0 | 0 | 0 | 0
|  | 13.6.15.10.2.6 Personal safety system rack |  |  | 0 | 0 | 0 | 0 | 0 | 0
| 13.6.15.10.2 Guide Hall |  |  |  | 0 | 0 | 0 | 0 | 0 | 0
|  | 13.6.15.10.2.1 DAQ rack |  |  | 0 | 0 | 0 | 0 | 0 | 0
|  | 13.6.15.10.2.2 DMSC rack |  |  | 0 | 0 | 0 | 0 | 0 | 0
|  | 13.6.15.10.2.3 Motion control rack |  |  | 0 | 0 | 0 | 0 | 0 | 0
|  | 13.6.15.10.2.4 Chopper control rack |  |  | 0 | 0 | 0 | 0 | 0 | 0
|  | 13.6.15.10.2.5 Vacuum control rack |  |  | 0 | 0 | 0 | 0 | 0 | 0
|  | 13.6.15.10.2.6 Personal safety system rack |  |  | 0 | 0 | 0 | 0 | 0 | 0
| 13.6.15.10.3 Hall 3 |  |  |  | 0 | 0 | 0 | 0 | 0 | 0
|  | 13.6.15.10.3.1 DAQ rack |  |  | 0 | 0 | 0 | 0 | 0 | 0
|  | 13.6.15.10.3.2 DMSC rack |  |  | 0 | 0 | 0 | 0 | 0 | 0
|  | 13.6.15.10.3.3 Motion control rack |  |  | 0 | 0 | 0 | 0 | 0 | 0
|  | 13.6.15.10.3.4 Chopper control rack |  |  | 0 | 0 | 0 | 0 | 0 | 0
|  | 13.6.15.10.3.5 Vacuum control rack |  |  | 0 | 0 | 0 | 0 | 0 | 0
|  | 13.6.15.10.3.6 Personal safety system rack |  |  | 0 | 0 | 0 | 0 | 0 | 0
13.6.15.12 Integration control and monitoring |  |  |  |  | 0 | 0 | 56 | 0 | 0 | 56
| 13.6.15.11.1 Instrument control integration (ICS) |  |  |  | 0 | 0 | 0 | 0 | 0 | 0
|  | 13.6.15.11.1.1 Generic Motion Control Integration |  |  | 0 | 0 | 0 | 0 | 0 | 0
|  | 13.6.15.11.1.3 Vacuum Control Integration |  |  | 0 | 0 | 0 | 0 | 0 | 0
|  | 13.6.15.11.1.6 EPICS Integration |  |  | 0 | 0 | 0 | 0 | 0 | 0
| 13.6.15.11.2 Personal safety system integration |  |  |  | 0 | 0 | 0 | 0 | 0 | 0
|  | 13.6.15.11.2.1 Interlock System |  |  | 0 | 0 | 0 | 0 | 0 | 0
|  | 13.6.15.11.2.2 Radiation Detection |  |  | 0 | 0 | 0 | 0 | 0 | 0
|  | 13.6.15.11.2.3 Shutter Interface |  |  | 0 | 0 | 0 | 0 | 0 | 0
|  | 13.6.15.11.2.4 H2O Detection System |  |  | 0 | 0 | 0 | 0 | 0 | 0
|  | 13.6.15.11.2.5 O2 Monitoring |  |  | 0 | 0 | 0 | 0 | 0 | 0
|  | 13.6.15.11.2.6 H2 Detection System |  |  | 0 | 0 | 0 | 0 | 0 | 0
| 13.6.15.11.3 DMSC integration |  |  |  | 0 | 0 | 0 | 0 | 0 | 0
|  | 13.6.15.11.3.1 Data Systems and Technology |  |  | 0 | 0 | 0 | 0 | 0 | 0
|  | 13.6.15.11.3.2 Data Management |  |  | 0 | 0 | 0 | 0 | 0 | 0
|  | 13.6.15.11.3.3 Instrument Data |  |  | 0 | 0 | 0 | 0 | 0 | 0
|  | 13.6.15.11.3.4 Data Analysis and Modelling |  |  | 0 | 0 | 0 | 0 | 0 | 0
| 13.6.15.11.4 Motion Control |  |  |  | 0 | 0 | 56 | 0 | 0 | 56
labor |  |  | Personnel |  | 397.65 | 1104.3 | 662.58 | 993.87 | 552.15 | 3710.55
contingency |  |  | contingency | base | 0 | 0 | 750.5181 | 300.2073 | 450.3109 | 1501.0363
|  |  |  | comp | 0 | 0 | 974.9649 | 389.986 | 584.9789 |  | 1949.9298
|  |  |  | full | 0 | 0 | 1131.2177 | 452.4871 | 678.7306 |  |  | 2262.4354
total cost in k€ |  |  |  | base | 397.65 | 1104.3 | 10593.4244 | 1912.5273 | 1002.4609 | 15010.3625
|  |  |  | comp |  |  | 14639.0133 | 2221.206 | 1137.1289 |  | 19499.2982
|  |  |  | full |  |  | 16159.8161 | 3731.7071 | 1230.8806 |  |  | 22624.3538

## PBS_summary
13.6.15 T-REX |  |  |  | within cost category C | competitive | full scope | comments | proposal
13.6.15.1 Beam transport and conditioning system |  |  |  | 6260.3031 | 7361.4452 | 7730.9952 |  | 7110
| 13.6.15.1.1 Beam extraction system |  |  | 0 | 0 | 0
|  | 13.6.15.1.1.1 Monolith insert |  | 0 | 0 | 0
|  | 13.6.15.1.1.2 Monolith window |  | 0 | 0 | 0
|  | 13.6.15.1.1.3 Neutron Guide |  | 0 | 0 | 0
|  |  | 13.6.15.1.1.1.1 Optical elements | 0 | 0 | 0 | included in 13.6.15.1.2.2.1 Optical elements
|  |  | 13.6.15.1.1.1.2 Alignment Mechanism for Optical Elements | 0 | 0 | 0 | included in 13.6.15.1.1.2.1 Optical Elements
|  |  | 13.6.15.1.1.1.3 Vacuum tubes | 0 | 0 | 0 | ESS-0063538
|  |  | 13.6.15.1.1.1.4 Cooling tubes | 0 | 0 | 0 | ESS-0063538
| 13.6.15.1.2 Beam delivery system |  |  | 3022.2 | 3107.2 | 3167.2
|  | 13.6.15.1.2.1 Cold neutrons Extraction Bender |  | 0 | 0 | 0
|  |  | 13.6.15.1.2.1.1 Optical elements | 0 | 85 | 145 | m=7 lamellar or m=4 Si 150µm from SWISS
|  |  | 13.6.15.1.2.1.2 Mechanical support | 0 | 0 | 0 | no information available
|  |  | 13.6.15.1.2.1.3 Moving mechanism | 0 | 0 | 0 | no information available
|  |  | 13.6.15.1.2.1.4 Alignment Mechanism | 0 | 0 | 0 | no information available
|  | 13.6.15.1.2.2 Neutron guide system |  | 0 | 0 | 0
|  |  | 13.6.15.1.2.2.1 Optical elements | 2323 | 2323 | 2323 | budgetary information from SWISS NEUTRONICS
|  |  | 13.6.15.1.2.2.2 Guide vacuum tubes | 0 | 0 | 0 | ESS-0063538
|  |  | 13.6.15.1.2.2.3 Guide support structure | 699.2 | 699.2 | 699.2 | budgetary information from SWISS NEUTRONICS
|  |  | 13.6.15.1.2.2.4 Alignment system | 0 | 0 | 0 | included in Guide support structure
| 13.6.15.1.3 Chopper system |  |  | 1160.45 | 1681.25 | 1930.8
|  | 13.6.15.1.3.1 Band chopper 1 Assembly |  | 131 | 131 | 131 | ESS cost estimate Assembly + CHiM
|  | 13.6.15.1.3.2 Band chopper 2 Assembly |  | 131 | 131 | 131 | ESS cost estimate Assembly + CHiM
|  | 13.6.15.1.3.3 T0-chopper 1 Assembly |  | 0 | 210 | 210 | ESS cost estimate Assembly + CHiM
|  | 13.6.15.1.3.4 T0-chopper 2 Assembly |  | 0 | 0 | 210 | ESS cost estimate Assembly + CHiM
|  | 13.6.15.1.3.6 Pulse Shaping chopper Assembly |  | 313 | 313 | 313 | ESS cost estimate Assembly + CHiM
|  | 13.6.15.1.3.7 Monochromating chopper Assembly |  | 330 | 330 | 330 | ESS cost estimate Assembly + CHiM
|  | 13.6.15.1.3.8 FAN chopper Assembly |  | 0 | 241 | 241 | Upscaled from Prototype incl. drives
|  | 13.6.15.1.3.9 Control System |  | 167.8 | 211.5 | 238 | ESS cost estimate racks and drives
|  | 13.6.15.1.3.10 Support System |  | 87.65 | 113.75 | 126.8 | ESS cost estimate
| 13.6.15.1.4 Beam geometry conditioning |  |  | 25 | 70.3421 | 70.3421
|  | 13.6.15.1.4.1 guide collimation system |  | 0 | 45.3421 | 45.3421 | calculation based on experience with BRISP
|  |  | 13.6.15.1.4.1.1 Collimator 1 (0.75 deg) | 0 | 0 | 0 | included in 13.6.15.1.4.1 guide collimation system
|  |  | 13.6.15.1.4.1.2 Collimator 2 (0.5 deg) | 0 | 0 | 0 | included in 13.6.15.1.4.1 guide collimation system
|  |  | 13.6.15.1.4.1.3 Slit system | 25 | 25 | 25 | ADC slits for PELICAN / slits for TOPAS
|  |  | 13.6.15.1.4.1.4 motors or moving mechanism | 0 | 0 | 0 | included in 13.6.15.1.4.1 guide collimation system
|  |  | 13.6.15.1.4.1.5 housing | 0 | 0 | 0 | included in 13.6.15.1.4.1 guide collimation system
|  | 13.6.15.1.4.8 beam geometry conditioning support and alignment |  | 0 | 0 | 0
|  |  | 13.6.15.1.4.8.1 guide collimation system support and alignment | 0 | 0 | 0 | included in 13.6.15.1.4.1 guide collimation system
| 13.6.15.1.5 Beam filtering system |  |  | 0 | 450 | 510
|  | 13.6.15.1.5.1 neutron polarization system |  | 0 | 0 | 0
|  |  | 13.6.15.1.5.1.1 polarizing bender fo cold neutrons | 0 | 85 | 145 | optics+saturation field
|  |  | 13.6.15.1.5.1.2 polarizing 3He cell for thermal neutrons | 0 | 80 | 80 | including construction and assembly
|  |  | 13.6.15.1.5.1.3 Guide field system | 0 | 85 | 85 | including construction and assembly
|  |  | 13.6.15.1.5.1.4 guide exchanger for 3He cell | 0 | 50 | 50 | including construction and assembly
|  |  | 13.6.15.1.5.1.5 3He | 0 | 150 | 150
| 13.6.15.1.6 Beam validation |  |  | 81 | 81 | 81
|  | 13.6.15.1.6.1 Beam monitors |  | 0 | 0 | 0
|  |  | 13.6.15.1.6.1.1 Monitor BW | 27 | 27 | 27 | TOSHIBA
|  |  | 13.6.15.1.6.1.2 Monitor P | 27 | 27 | 27 | TOSHIBA
|  |  | 13.6.15.1.6.1.3 Monitor M | 27 | 27 | 27 | TOSHIBA
|  | 13.6.15.1.6.2 Flux measurements assembly |  | 0 | 0 | 0
| 13.6.15.1.8 Beam cut off |  |  | 286 | 286 | 286
|  | 13.6.15.1.8.1 Personal safety system (PSS) |  | 0 | 0 | 0 | included in 13.6.15.5.1 Personal safety system
|  | 13.6.15.1.8.2 Heavy shutter |  | 168 | 168 | 168 | from DREAM project
|  | 13.6.15.1.8.5 Light shutter modification |  | 18 | 18 | 18 | guess NSS Lead Engineer / includes insert modification
|  | 13.6.15.1.8.6 Beam stop |  | 100 | 100 | 100 | after discussion with Ken Andersen
| 13.6.15.1.9 Vacuum system |  |  | 0 | 0 | 0
|  | 13.6.15.1.9.1 Beam delivery vacuum system |  | 0 | 0 | 0 | ESS-0063538
|  | 13.6.15.1.9.3 Chopper vacuum system |  | 0 | 0 | 0 | ESS-0063538
|  | 13.6.15.1.9.4 Flight tube vacuum system |  | 0 | 0 | 0 | ESS-0063538
|  | 13.6.15.1.9.5 Collimators vacuum system |  | 0 | 0 | 0 | ESS-0063538
| 13.6.15.1.10 Shielding |  |  | 1685.6531 | 1685.6531 | 1685.6531
|  | 13.6.15.1.10.1 In-bunker shielding |  | 74.3928 | 74.3928 | 74.3928 | copper / price of material from Germany
|  | 13.6.15.1.10.2 Beamline shielding |  | 1519.8603 | 1519.8603 | 1519.8603 | ESS process, without cave
|  | 13.6.15.1.10.3 Neutron guide shielding inside bunker |  | 11 | 11 | 11 | B4C / price information from S-DH
|  | 13.6.15.1.10.4 Neutron guide shielding outside bunker |  | 80.4 | 80.4 | 80.4 | B4C / price information from S-DH
13.6.15.2 Sample exposure system |  |  |  | 70 | 288.9 | 1736.9 |  | 200
| 13.6.15.2.1 Sample positioning |  |  | 10 | 10 | 10 | xtallogic (SNS MANTID and TOPAS)
| 13.6.15.2.2 Ancillary mounting |  |  | 0 | 0 | 0 | no information available
| 13.6.15.2.3 Sample environment equipment |  |  | 60 | 278.9 | 1726.9 | does not include integration labor
|  | CCR |  | 0 | 108.5 | 108.5 | ESS SAD group
|  | dilution insert |  | 0 | 0 | 263 | ESS SAD group
|  | ILL furnace |  | 0 | 0 | 85 | ESS SAD group
|  | clamp cells |  | 0 | 55 | 55 | ESS SAD group
|  | 6kV HV supply |  | 0 | 55.4 | 55.4 | ESS SAD group
|  | 3He sorption stick |  | 0 | 0 | 150 | ESS SAD group
|  | Vertical cryomagnet 7T |  | 0 | 0 | 400 | ESS SAD group
|  | Paris-Edinburgh cell |  | 0 | 0 | 200 | ESS SAD group
|  | gas cells |  | 0 | 0 | 50 | ESS SAD group
|  | gas handling |  | 0 | 0 | 200 | ESS SAD group
|  | Orange cryofurnace |  | 60 | 60 | 60 | ESS SAD group
|  | humidity chamber |  | 0 | 0 | 100 | ESS SAD group
13.6.15.3 Scattering characterization system |  |  |  | 2407.5 | 5089.5 | 6084.5 |  | 4220
| 13.6.15.3.2 Neutron detection system |  |  | 2407.5 | 4896.5 | 5891.5
|  | 13.6.15.3.2.1 Neutron detector |  | 1150 | 3639 | 4634 | ESS Detectors Group for MG
|  | 13.6.15.3.2.1 Neutron detector vessel |  | 1160 | 1160 | 1160 | calculation based on TOPAS vessel
|  | 13.6.15.3.2.4 Neutron detector support structure |  | 97.5 | 97.5 | 97.5 | calculation includes labor
| 13.6.15.3.3 Vacuum system |  |  | 0 | 0 | 0 | ESS-0063538
|  | 13.6.15.3.2.3 Detector vessel vacuum system |  | 0 | 0 | 0 | ESS-0063538
|  |  | 13.6.15.3.2.3.1 vacuum tubes | 0 | 0 | 0 | ESS-0063538
|  | 13.6.15.3.2.4 Sample chamber vacuum system |  | 0 | 0 | 0 | ESS-0063538
|  |  | 13.6.15.3.2.4.1 vacuum tubes | 0 | 0 | 0 | ESS-0063538
| 13.6.15.3.4 Collimation system |  |  | 0 | 96 | 96 | from Margarita Russina, NEAT upgrade
|  | 13.6.15.3.3.4.1 Radial collimator |  | 0 | 86 | 86 | JJ X-Ray A/S
|  | 13.6.15.3.3.4.2 Structural Frame |  | 0 | 10 | 10
|  | 13.6.15.3.3.4.3 Motion |  | 0 | 0 | 0 | included in Table of Motion
| 13.6.15.3.5 MAGIC PASTIS |  |  | 0 | 97 | 97
|  |  | 13.6.15.3.5.1 PASTIS structure | 0 | 25 | 25 | including construction and assembly
|  |  | 13.6.15.3.5.2 3He recovery | 0 | 40 | 40
|  |  | 13.6.15.3.5.3 supply for coils | 0 | 32 | 32 | includes electronics
13.6.15.5 Experimental cave |  |  |  | 724.5232 | 724.5232 | 724.5232 |  | 650
| 13.6.15.5.1 Personal safety system |  |  | 125 | 125 | 125 | ESS PSG estimate
| 13.6.15.5.2 Utilities distribution |  |  | 0 | 0 | 0 | guess NSS Lead Engineer
|  | 13.6.15.5.2.1 Power distribution |  | 0 | 0 | 0 | guess NSS Lead Engineer for the overall distribution including cooling system
|  | 13.6.15.5.2.2 Chilled water distribution |  | 0 | 0 | 0 | included in 13.6.15.5.2.1 Power distribution
|  | 13.6.15.5.2.3 Compressed air distribution |  | 0 | 0 | 0 | included in 13.6.15.5.2.1 Power distribution
|  | 13.6.15.5.2.4 Gas distribution |  | 0 | 0 | 0 | included in 13.6.15.5.2.1 Power distribution
|  |  | 13.6.15.5.2.4.1 ArCO2 detector gas | 0 | 0 | 0 | included in 13.6.15.5.2.1 Power distribution
| 13.6.15.5.3 Support infrastructure |  |  | 14 | 14 | 14
|  | 13.6.15.5.3.1 Power |  | 0 | 0 | 0 | guess NSS Lead Engineer
|  | 13.6.15.5.3.2 Network |  | 0 | 0 | 0 | guess NSS Lead Engineer
|  | 13.6.15.5.3.3 Lightning |  | 0 | 0 | 0 | guess NSS Lead Engineer
|  | 13.6.15.5.3.4 Ventilation |  | 0 | 0 | 0 | guess NSS Lead Engineer
|  | 13.6.15.5.3.5 Fire protection |  | 0 | 0 | 0 | guess NSS Lead Engineer
|  | 13.6.15.5.3.6 O2 montitoring |  | 0 | 0 | 0 | included in PSS PBS element
|  | 13.6.15.5.3.7 H2O leakage monitoring |  | 0 | 0 | 0 | guess NSS Lead Engineer
|  | 13.6.15.5.3.9 Remote area video surveillance |  | 0 | 0 | 0 | guess NSS Lead Engineer
|  | 13.6.15.5.3.10 Local crane |  | 14 | 14 | 14 | based on budgetary information
|  | 13.6.15.5.3.11 Public address system |  | 0 | 0 | 0 | guess NSS Lead Engineer
| 13.6.15.5.4 Shielding |  |  | 417.5232 | 417.5232 | 417.5232 | calculation base on ESS-process
| 13.6.15.5.5 Cave structure |  |  | 120 | 120 | 120 | calculation based on experience with TOPAS
| 13.6.15.5.6 Sample env. utilities supply |  |  | 48 | 48 | 48 | 2 pieces ESS-0063538
|  | 13.6.15.5.6.1 Power board |  | 48 | 48 | 48
|  | 13.6.15.5.6.2 Supply gasses board |  | 0 | 0 | 0 | included in 13.6.15.5.6.1 Power board
|  |  | 13.6.15.5.6.2.1 N2 | 0 | 0 | 0 | included in 13.6.15.5.6.1 Power board
|  |  | 13.6.15.5.6.2.2 H2 | 0 | 0 | 0 | included in 13.6.15.5.6.1 Power board
|  |  | 13.6.15.5.6.2.3 3He | 0 | 0 | 0 | included in 13.6.15.5.6.1 Power board
|  | 13.6.15.5.6.3 Chilled water board |  | 0 | 0 | 0 | included in 13.6.15.5.6.1 Power board
|  | 13.6.15.5.6.4 Compressed air |  | 0 | 0 | 0 | included in 13.6.15.5.6.1 Power board
| 13.6.15.5.7 Sample env. Control box |  |  | 0 | 0 | 0 | from LLB / DREAM project
13.6.15.6 Control Hutch |  |  |  | 25 | 25 | 25 |  | 30
| 13.6.15.6.1 Support infrastructure |  |  | 0 | 0 | 0 | included in 13.6.15.5.3 Support infrastructure
|  | 13.6.15.6.1.1 Power |  | 0 | 0 | 0 | included in 13.6.15.5.3 Support infrastructure
|  | 13.6.15.6.1.2 Network |  | 0 | 0 | 0 | included in 13.6.15.5.3 Support infrastructure
|  | 13.6.15.6.1.3 Lightning |  | 0 | 0 | 0 | included in 13.6.15.5.3 Support infrastructure
|  | 13.6.15.6.1.4 Ventilation |  | 0 | 0 | 0 | included in 13.6.15.5.3 Support infrastructure
|  | 13.6.15.6.1.5 Fire protection |  | 0 | 0 | 0 | included in 13.6.15.5.3 Support infrastructure
|  | 13.6.15.6.1.6 O2 montitoring |  | 0 | 0 | 0 | included in 13.6.15.5.3 Support infrastructure
|  | 13.6.15.6.1.7 H2O leakage monitoring |  | 0 | 0 | 0 | included in 13.6.15.5.3 Support infrastructure
|  | 13.6.15.6.1.9 Remote area video surveillance |  | 0 | 0 | 0 | included in 13.6.15.5.3 Support infrastructure
|  | 13.6.15.5.1.11 Public address system |  | 0 | 0 | 0 | included in 13.6.15.5.3 Support infrastructure
| 13.6.15.6.2 Hutch building structure |  |  | 25 | 25 | 25 | guess from our engineers from DREAM project
| 13.6.15.6.3 Control terminal |  |  | 0 | 0 | 0 | included in hutch building structure
13.6.15.7 Sample preparation area |  |  |  | 26.45 | 26.45 | 26.45 |  | 0
| 13.6.15.7.1 Utilities distribution |  |  | 0 | 0 | 0 | included in 13.6.15.5.2 Utilities distribution
|  | 13.6.15.7.1.1 Power distribution |  | 0 | 0 | 0 | included in 13.6.15.5.2 Utilities distribution
|  | 13.6.15.7.1.2 Chilled water distribution |  | 0 | 0 | 0 | included in 13.6.15.5.2 Utilities distribution
|  | 13.6.15.7.1.3 Compressed air distribution |  | 0 | 0 | 0 | included in 13.6.15.5.2 Utilities distribution
|  | 13.6.15.7.1.4 Gas distribution |  | 0 | 0 | 0 | included in 13.6.15.5.2 Utilities distribution
| 13.6.15.7.2 Support infrastructure |  |  | 0 | 0 | 0 | included in 13.6.15.5.3 Support infrastructure
|  | 13.6.15.7.2.1 Power |  | 0 | 0 | 0
|  | 13.6.15.7.2.2 Network |  | 0 | 0 | 0 | included in 13.6.15.5.3 Support infrastructure
|  | 13.6.15.7.2.3 Lightning |  | 0 | 0 | 0 | included in 13.6.15.5.3 Support infrastructure
|  | 13.6.15.7.2.4 Ventilation |  | 0 | 0 | 0 | included in 13.6.15.5.3 Support infrastructure
|  | 13.6.15.7.2.5 Fire protection |  | 0 | 0 | 0 | included in 13.6.15.5.3 Support infrastructure
|  | 13.6.15.7.2.6 O2 montitoring |  | 0 | 0 | 0 | included in 13.6.15.5.3 Support infrastructure
|  | 13.6.15.7.2.7 H2O leakage monitoring |  | 0 | 0 | 0 | included in 13.6.15.5.3 Support infrastructure
|  | 13.6.15.7.2.9 Remote area video surveillance |  | 0 | 0 | 0 | included in 13.6.15.5.3 Support infrastructure
|  | 13.6.15.7.2.11 Public address system |  | 0 | 0 | 0 | included in 13.6.15.5.3 Support infrastructure
| 13.6.15.7.3 Cabin building structure |  |  | 10 | 10 | 10 | guess from our engineers
| 13.6.15.7.4 Lab equipment and sample storage |  |  | 16.45 | 16.45 | 16.45 | see attached document
13.6.15.8 Utilities distribution (Infrastructure) |  |  |  | 185 | 185 | 185 | included in 13.6.15.5.3 Support infrastructure | 0
| 13.6.15.8.2 Hall 2 |  |  | 185 | 185 | 185 | included in 13.6.15.5.2 Utilities distribution
|  | 13.6.15.8.1.1 Power distribution |  | 185 | 185 | 185 | included in 13.6.15.5.2 Utilities distribution
|  | 13.6.15.8.1.2 Chilled water distribution |  | 0 | 0 | 0 | included in 13.6.15.5.2 Utilities distribution
|  | 13.6.15.8.1.3 Compressed air distribution |  | 0 | 0 | 0 | included in 13.6.15.5.2 Utilities distribution
|  | 13.6.15.8.1.4 Gas distribution |  | 0 | 0 | 0 | included in 13.6.15.5.2 Utilities distribution
| 13.6.15.8.2 Guide Hall |  |  | 0 | 0 | 0 | included in 13.6.15.5.2 Utilities distribution
|  | 13.6.15.8.2.1 Power distribution |  | 0 | 0 | 0 | included in 13.6.15.5.2 Utilities distribution
|  | 13.6.15.8.2.2 Chilled water distribution |  | 0 | 0 | 0 | included in 13.6.15.5.2 Utilities distribution
|  | 13.6.15.8.2.3 Compressed air distribution |  | 0 | 0 | 0 | included in 13.6.15.5.2 Utilities distribution
|  | 13.6.15.8.2.4 Gas distribution |  | 0 | 0 | 0 | included in 13.6.15.5.2 Utilities distribution
| 13.6.15.8.3 Hall 3 |  |  | 0 | 0 | 0 | included in 13.6.15.5.2 Utilities distribution
|  | 13.6.15.8.3.1 Power distribution |  | 0 | 0 | 0 | included in 13.6.15.5.2 Utilities distribution
|  | 13.6.15.8.3.2 Chilled water distribution |  | 0 | 0 | 0 | included in 13.6.15.5.2 Utilities distribution
|  | 13.6.15.8.3.3 Compressed air distribution |  | 0 | 0 | 0 | included in 13.6.15.5.2 Utilities distribution
|  | 13.6.15.8.3.4 Gas distribution |  | 0 | 0 | 0 | included in 13.6.15.5.2 Utilities distribution
13.6.15.9 Support infrastructure |  |  |  | 44 | 44 | 44 | included in 13.6.15.5.3 Support infrastructure | 0
| 13.6.15.9.1Hall 2 |  |  | 44 | 44 | 44 | included in 13.6.15.5.3 Support infrastructure
|  | 13.6.15.9.1.1 Power |  | 35 | 35 | 35 | included in 13.6.15.5.3 Support infrastructure
|  | 13.6.15.9.1.2 Network |  | 0 | 0 | 0 | included in 13.6.15.5.3 Support infrastructure
|  | 13.6.15.9.1.3 Lightning |  | 1 | 1 | 1 | included in 13.6.15.5.3 Support infrastructure
|  | 13.6.15.9.1.4 Ventilation |  | 2 | 2 | 2 | included in 13.6.15.5.3 Support infrastructure
|  | 13.6.15.9.1.5 Fire protection |  | 0 | 0 | 0 | included in 13.6.15.5.3 Support infrastructure
|  | 13.6.15.9.1.6 O2 montitoring |  | 0 | 0 | 0 | included in 13.6.15.5.3 Support infrastructure
|  | 13.6.15.9.1.7 H2O leakage monitoring |  | 1 | 1 | 1 | included in 13.6.15.5.3 Support infrastructure
|  | 13.6.15.9.1.9 Remote area video surveillance |  | 3 | 3 | 3 | included in 13.6.15.5.3 Support infrastructure
|  | 13.6.15.9.1.11 Public address system |  | 2 | 2 | 2 | included in 13.6.15.5.3 Support infrastructure
| 13.6.15.9.2 Guide Hall |  |  | 0 | 0 | 0 | included in 13.6.15.5.3 Support infrastructure
|  | 13.6.15.9.2.1 Power |  | 0 | 0 | 0 | included in 13.6.15.5.3 Support infrastructure
|  | 13.6.15.9.2.2 Network |  | 0 | 0 | 0 | included in 13.6.15.5.3 Support infrastructure
|  | 13.6.15.9.2.3 Lightning |  | 0 | 0 | 0 | included in 13.6.15.5.3 Support infrastructure
|  | 13.6.15.9.2.4 Ventilation |  | 0 | 0 | 0 | included in 13.6.15.5.3 Support infrastructure
|  | 13.6.15.9.2.5 Fire protection |  | 0 | 0 | 0 | included in 13.6.15.5.3 Support infrastructure
|  | 13.6.15.9.2.6 O2 montitoring |  | 0 | 0 | 0 | included in 13.6.15.5.3 Support infrastructure
|  | 13.6.15.9.2.7 H2O leakage monitoring |  | 0 | 0 | 0 | included in 13.6.15.5.3 Support infrastructure
|  | 13.6.15.9.2.9 Remote area video surveillance |  | 0 | 0 | 0 | included in 13.6.15.5.3 Support infrastructure
|  | 13.6.15.9.2.11 Public address system |  | 0 | 0 | 0 | included in 13.6.15.5.3 Support infrastructure
| 13.6.15.9.3 Hall 3 |  |  | 0 | 0 | 0 | included in 13.6.15.5.3 Support infrastructure
|  | 13.6.15.9.3.1 Power |  | 0 | 0 | 0 | included in 13.6.15.5.3 Support infrastructure
|  | 13.6.15.9.3.2 Network |  | 0 | 0 | 0 | included in 13.6.15.5.3 Support infrastructure
|  | 13.6.15.9.3.3 Lightning |  | 0 | 0 | 0 | included in 13.6.15.5.3 Support infrastructure
|  | 13.6.15.9.3.4 Ventilation |  | 0 | 0 | 0 | included in 13.6.15.5.3 Support infrastructure
|  | 13.6.15.9.3.5 Fire protection |  | 0 | 0 | 0 | included in 13.6.15.5.3 Support infrastructure
|  | 13.6.15.9.3.6 O2 montitoring |  | 0 | 0 | 0 | included in 13.6.15.5.3 Support infrastructure
|  | 13.6.15.9.3.7 H2O leakage monitoring |  | 0 | 0 | 0 | included in 13.6.15.5.3 Support infrastructure
|  | 13.6.15.9.3.9 Remote area video surveillance |  | 0 | 0 | 0 | included in 13.6.15.5.3 Support infrastructure
|  | 13.6.15.9.3.11 Public address system |  | 0 | 0 | 0 | included in 13.6.15.5.3 Support infrastructure
13.6.15.10 Control racks |  |  |  | 0 | 0 | 0 |  | 0
| 13.6.15.10.1 Hall 2 |  |  | 0 | 0 | 0
|  | 13.6.15.10.2.1 DAQ rack |  | 0 | 0 | 0 | no information available
|  | 13.6.15.10.2.2 DMSC rack |  | 0 | 0 | 0 | no information available
|  | 13.6.15.10.2.3 Motion control rack |  | 0 | 0 | 0 | no information available
|  | 13.6.15.10.2.4 Chopper control rack |  | 0 | 0 | 0 | included in chopper PBS
|  | 13.6.15.10.2.5 Vacuum control rack |  | 0 | 0 | 0 | ESS-0063538
|  | 13.6.15.10.2.6 Personal safety system rack |  | 0 | 0 | 0 | included in PSS PBS
| 13.6.15.10.2 Guide Hall |  |  | 0 | 0 | 0
|  | 13.6.15.10.2.1 DAQ rack |  | 0 | 0 | 0 | no information available
|  | 13.6.15.10.2.2 DMSC rack |  | 0 | 0 | 0 | no information available
|  | 13.6.15.10.2.3 Motion control rack |  | 0 | 0 | 0 | no information available
|  | 13.6.15.10.2.4 Chopper control rack |  | 0 | 0 | 0 | included in chopper PBS
|  | 13.6.15.10.2.5 Vacuum control rack |  | 0 | 0 | 0 | ESS-0063538
|  | 13.6.15.10.2.6 Personal safety system rack |  | 0 | 0 | 0 | included in PSS PBS
| 13.6.15.10.3 Hall 3 |  |  | 0 | 0 | 0
|  | 13.6.15.10.3.1 DAQ rack |  | 0 | 0 | 0 | no information available
|  | 13.6.15.10.3.2 DMSC rack |  | 0 | 0 | 0 | no information available
|  | 13.6.15.10.3.3 Motion control rack |  | 0 | 0 | 0 | no information available
|  | 13.6.15.10.3.4 Chopper control rack |  | 0 | 0 | 0 | included in chopper PBS
|  | 13.6.15.10.3.5 Vacuum control rack |  | 0 | 0 | 0 | ESS-0063538
|  | 13.6.15.10.3.6 Personal safety system rack |  | 0 | 0 | 0 | included in PSS PBS
13.6.15.12 Integration control and monitoring |  |  |  | 56 | 94 | 94 |  | 0
| 13.6.15.11.1 Instrument control integration (ICS) |  |  | 0 | 0 | 0 | only instrument specific items in budget
|  | 13.6.15.11.1.1 Generic Motion Control Integration |  | 0 | 0 | 0 | ESS-0063538
|  | 13.6.15.11.1.3 Vacuum Control Integration |  | 0 | 0 | 0 | ESS-0063538
|  | 13.6.15.11.1.6 EPICS Integration |  | 0 | 0 | 0 | ESS-0063538
| 13.6.15.11.2 Personal safety system integration |  |  | 0 | 0 | 0 | included in Personnel Cost Table
|  | 13.6.15.11.2.1 Interlock System |  | 0 | 0 | 0 | included in Personnel Cost Table
|  | 13.6.15.11.2.2 Radiation Detection |  | 0 | 0 | 0 | included in Personnel Cost Table
|  | 13.6.15.11.2.3 Shutter Interface |  | 0 | 0 | 0 | included in Personnel Cost Table
|  | 13.6.15.11.2.4 H2O Detection System |  | 0 | 0 | 0 | included in Personnel Cost Table
|  | 13.6.15.11.2.5 O2 Monitoring |  | 0 | 0 | 0 | included in Personnel Cost Table
|  | 13.6.15.11.2.6 H2 Detection System |  | 0 | 0 | 0 | included in Personnel Cost Table
| 13.6.15.11.3 DMSC integration |  |  | 0 | 0 | 0 | ESS-0063538
|  | 13.6.15.11.3.1 Data Systems and Technology |  | 0 | 0 | 0 | ESS-0063539
|  | 13.6.15.11.3.2 Data Management |  | 0 | 0 | 0 | ESS-0063540
|  | 13.6.15.11.3.3 Instrument Data |  | 0 | 0 | 0 | ESS-0063541
|  | 13.6.15.11.3.4 Data Analysis and Modelling |  | 0 | 0 | 0 | ESS-0063542
| 13.6.15.11.4 Motion Control |  |  | 56 | 94 | 94 | see Table of Motion
labor |  |  | Personnel | 3710.55 | 3710.55 | 3710.55 | see Personnel Cost Table | 4080
contingency |  |  | contingency | 1501.0363 | 1949.9298 | 2262.4354 |  | 2642
consumables | [7 empty] | 1000
total cost in k€: |  | total cost in k€: |  | 15010.3625 | 19499.2982 | 22624.3538 |  | 19932

## proposal
Item | Subitem | Cost [k€]
Shutters | heavy shutter | 600 | x
| Instrument shutter | 100 | x
| IPPS | 150 | x
Neutron guide system | Neutron guide | 2000 | x
| Bi-spectral extraction bender | 200 | x
| vacuum housing | 200 | x
| vacuum system | 75 | x
| shielding | 1800 | x
Choppers | Bandwidth pair | 200 | x
| T0 | 200 | x
| P pair | 400 | x
| M pair | 400 | x
| Fan | 150 | x
Additional optical components | slit system | 30 | x
| monitors | 55 | x
Polarization and Analysis | SEOP polarizer | 50 | x
| Magic PASTIS | 80 | x
| guide changer | 50 | x
| SM polarizing bender | 200 | x
| 3He | 150 | x
| 3He recovery | 40 | x
| guide fields | 50 | x
| vacuum housing | 50 | x
Sample Environment | only standard sample environment assumed | 200 | x
Instrument cabin |  | 30 | x
Cabling |  | 150 | x
Secondary Spectrometer | Multigrid 10B detectors including electronics, mechanics | 3100 | x
| Vessel | 800 | x
| Vacuum system | 200 | x
| shielding | 500 | x
Consumables |  | 1000 | x
TOTAL HARDWARE |  | 13210
20% contingency |  | 2642 | x
Human resources |  | 4080 | x
GRAND TOTAL |  | 19932

## scope_setting_budget_baseline
13.6.15 T-REX |  |  |  | Phase 1 | Phase 2, detailed design | Phase 3, Procurement and Construction | Phase 4, Installation | Phase 5, cold Commissioning | Total
13.6.15.1 Beam transport and conditioning system |  |  |  |  | 0 | 6179.3031 | 81 | 0 | 6260.3031
| 13.6.15.1.1 Beam extraction system |  |  |  | 0 |  |  |  | 0
|  | 13.6.15.1.1.1 Monolith insert | [6 empty] | 0
|  | 13.6.15.1.1.2 Monolith window | [6 empty] | 0
|  | 13.6.15.1.1.3 Neutron Guide | [6 empty] | 0
|  |  | 13.6.15.1.1.1.1 Optical elements | [5 empty] | 0
|  |  | 13.6.15.1.1.1.2 Alignment Mechanism for Optical Elements | [5 empty] | 0
|  |  | 13.6.15.1.1.1.3 Vacuum tubes | [5 empty] | 0
|  |  | 13.6.15.1.1.1.4 Cooling tubes | [5 empty] | 0
| 13.6.15.1.2 Beam delivery system |  |  |  |  | 3022.2 |  |  | 3022.2
|  | 13.6.15.1.2.1 Cold neutrons Extraction Bender | [6 empty] | 0
|  |  | 13.6.15.1.2.1.1 Optical elements | [5 empty] | 0
|  |  | 13.6.15.1.2.1.2 Mechanical support | [5 empty] | 0
|  |  | 13.6.15.1.2.1.3 Moving mechanism | [5 empty] | 0
|  |  | 13.6.15.1.2.1.4 Alignment Mechanism | [5 empty] | 0
|  | 13.6.15.1.2.2 Neutron guide system | [6 empty] | 0
|  |  | 13.6.15.1.2.2.1 Optical elements | [5 empty] | 2323
|  |  | 13.6.15.1.2.2.2 Guide vacuum tubes | [5 empty] | 0
|  |  | 13.6.15.1.2.2.3 Guide support structure | [5 empty] | 699.2
|  |  | 13.6.15.1.2.2.4 Alignment system | [5 empty] | 0
| 13.6.15.1.3 Chopper system |  |  |  |  | 1160.45 |  |  | 1160.45
|  | 13.6.15.1.3.1 Band chopper 1 Assembly | [6 empty] | 131
|  | 13.6.15.1.3.2 Band chopper 2 Assembly | [6 empty] | 131
|  | 13.6.15.1.3.3 T0-chopper 1 Assembly | [6 empty] | 0
|  | 13.6.15.1.3.4 T0-chopper 2 Assembly | [6 empty] | 0
|  | 13.6.15.1.3.6 Pulse Shaping chopper Assembly | [6 empty] | 313
|  | 13.6.15.1.3.7 Monochromating chopper Assembly | [6 empty] | 330
|  | 13.6.15.1.3.8 FAN chopper Assembly | [6 empty] | 0
|  | 13.6.15.1.3.9 Control System | [6 empty] | 167.8
|  | 13.6.15.1.3.10 Support System | [6 empty] | 87.65
| 13.6.15.1.4 Beam geometry conditioning |  |  |  |  | 25 |  |  | 25
|  | 13.6.15.1.4.1 guide collimation system | [6 empty] | 0
|  |  | 13.6.15.1.4.1.1 Collimator 1 (0.75 deg) | [5 empty] | 0
|  |  | 13.6.15.1.4.1.2 Collimator 2 (0.5 deg) | [5 empty] | 0
|  |  | 13.6.15.1.4.1.3 Slit system | [5 empty] | 25
|  |  | 13.6.15.1.4.1.4 motors or moving mechanism | [5 empty] | 0
|  |  | 13.6.15.1.4.1.5 housing | [5 empty] | 0
|  | 13.6.15.1.4.8 beam geometry conditioning support and alignment | [6 empty] | 0
|  |  | 13.6.15.1.4.8.1 guide collimation system support and alignment | [5 empty] | 0
| 13.6.15.1.5 Beam filtering system |  |  |  |  | 0 |  |  | 0
|  | 13.6.15.1.5.1 neutron polarization system | [6 empty] | 0
|  |  | 13.6.15.1.5.1.1 polarizing bender fo cold neutrons | [5 empty] | 0
|  |  | 13.6.15.1.5.1.2 polarizing 3He cell for thermal neutrons | [5 empty] | 0
|  |  | 13.6.15.1.5.1.3 Guide field system | [5 empty] | 0
|  |  | 13.6.15.1.5.1.4 guide exchanger for 3He cell | [5 empty] | 0
|  |  | 13.6.15.1.5.1.5 3He | [5 empty] | 0
| 13.6.15.1.6 Beam validation | [5 empty] | 81 |  | 81
|  | 13.6.15.1.6.1 Beam monitors | [6 empty] | 0
|  |  | 13.6.15.1.6.1.1 Monitor BW | [5 empty] | 27
|  |  | 13.6.15.1.6.1.2 Monitor P | [5 empty] | 27
|  |  | 13.6.15.1.6.1.3 Monitor M | [5 empty] | 27
|  | 13.6.15.1.6.2 Flux measurements assembly | [6 empty] | 0
| 13.6.15.1.8 Beam cut off |  |  |  |  | 286 |  |  | 286
|  | 13.6.15.1.8.1 Personal safety system (PSS) | [6 empty] | 0
|  | 13.6.15.1.8.2 Heavy shutter | [6 empty] | 168
|  | 13.6.15.1.8.5 Light shutter modification | [6 empty] | 18
|  | 13.6.15.1.8.6 Beam stop | [6 empty] | 100
| 13.6.15.1.9 Vacuum system |  |  |  |  | 0 |  |  | 0
|  | 13.6.15.1.9.1 Beam delivery vacuum system | [6 empty] | 0
|  | 13.6.15.1.9.3 Chopper vacuum system | [6 empty] | 0
|  | 13.6.15.1.9.4 Flight tube vacuum system | [6 empty] | 0
|  | 13.6.15.1.9.5 Collimators vacuum system | [6 empty] | 0
| 13.6.15.1.10 Shielding |  |  |  |  | 1685.6531 |  |  | 1685.6531
|  | 13.6.15.1.10.1 In-bunker shielding | [6 empty] | 74.3928
|  | 13.6.15.1.10.2 Beamline shielding | [6 empty] | 1519.8603
|  | 13.6.15.1.10.3 Neutron guide shielding inside bunker | [6 empty] | 11
|  | 13.6.15.1.10.4 Neutron guide shielding outside bunker | [6 empty] | 80.4
13.6.15.2 Sample exposure system |  |  |  |  | 0 | 0 | 70 | 0 | 70
| 13.6.15.2.1 Sample positioning | [5 empty] | 10 |  | 10
| 13.6.15.2.2 Ancillary mounting | [5 empty] | 0 |  | 0
| 13.6.15.2.3 Sample environment equipment | [5 empty] | 60 |  | 60
|  | CCR | [6 empty] | 0
|  | dilution insert | [6 empty] | 0
|  | ILL furnace | [6 empty] | 0
|  | clamp cells | [6 empty] | 0
|  | 6kV HV supply | [6 empty] | 0
|  | 3He sorption stick | [6 empty] | 0
|  | Vertical cryomagnet 7T | [6 empty] | 0
|  | Paris-Edinburgh cell | [6 empty] | 0
|  | gas cells | [6 empty] | 0
|  | gas handling | [6 empty] | 0
|  | Orange cryofurnace | [6 empty] | 60
|  | humidity chamber | [6 empty] | 0
13.6.15.3 Scattering characterization system |  |  |  |  | 0 | 2407.5 | 0 | 0 | 2407.5
| 13.6.15.3.2 Neutron detection system |  |  |  |  | 2407.5 |  |  | 2407.5
|  | 13.6.15.3.2.1 Neutron detector | [6 empty] | 1150
|  | 13.6.15.3.2.1 Neutron detector vessel | [6 empty] | 1160
|  | 13.6.15.3.2.4 Neutron detector support structure | [6 empty] | 97.5
| 13.6.15.3.3 Vacuum system |  |  |  |  | 0 |  |  | 0
|  | 13.6.15.3.2.3 Detector vessel vacuum system | [6 empty] | 0
|  |  | 13.6.15.3.2.3.1 vacuum tubes | [5 empty] | 0
|  | 13.6.15.3.2.4 Sample chamber vacuum system | [6 empty] | 0
|  |  | 13.6.15.3.2.4.1 vacuum tubes | [5 empty] | 0
| 13.6.15.3.4 Collimation system |  |  |  |  | 0 |  |  | 0
|  | 13.6.15.3.3.4.1 Radial collimator | [6 empty] | 0
|  | 13.6.15.3.3.4.2 Structural Frame | [6 empty] | 0
|  | 13.6.15.3.3.4.3 Motion | [6 empty] | 0
| 13.6.15.3.5 MAGIC PASTIS |  |  |  |  | 0 |  |  | 0
|  |  | 13.6.15.3.5.1 PASTIS structure | [5 empty] | 0
|  |  | 13.6.15.3.5.2 3He recovery | [5 empty] | 0
|  |  | 13.6.15.3.5.3 supply for coils | [5 empty] | 0
13.6.15.5 Experimental cave |  |  |  |  | 0 | 537.5232 | 187 | 0 | 724.5232
| 13.6.15.5.1 Personal safety system | [5 empty] | 125 |  | 125
| 13.6.15.5.2 Utilities distribution | [5 empty] | 0 |  | 0
|  | 13.6.15.5.2.1 Power distribution | [6 empty] | 0
|  | 13.6.15.5.2.2 Chilled water distribution | [6 empty] | 0
|  | 13.6.15.5.2.3 Compressed air distribution | [6 empty] | 0
|  | 13.6.15.5.2.4 Gas distribution | [6 empty] | 0
|  |  | 13.6.15.5.2.4.1 ArCO2 detector gas | [5 empty] | 0
| 13.6.15.5.3 Support infrastructure | [5 empty] | 14 |  | 14
|  | 13.6.15.5.3.1 Power | [6 empty] | 0
|  | 13.6.15.5.3.2 Network | [6 empty] | 0
|  | 13.6.15.5.3.3 Lightning | [6 empty] | 0
|  | 13.6.15.5.3.4 Ventilation | [6 empty] | 0
|  | 13.6.15.5.3.5 Fire protection | [6 empty] | 0
|  | 13.6.15.5.3.6 O2 montitoring | [6 empty] | 0
|  | 13.6.15.5.3.7 H2O leakage monitoring | [6 empty] | 0
|  | 13.6.15.5.3.9 Remote area video surveillance | [6 empty] | 0
|  | 13.6.15.5.3.10 Local crane | [6 empty] | 14
|  | 13.6.15.5.3.11 Public address system | [6 empty] | 0
| 13.6.15.5.4 Shielding |  |  |  |  | 417.5232 |  |  | 417.5232
| 13.6.15.5.5 Cave structure |  |  |  |  | 120 |  |  | 120
| 13.6.15.5.6 Sample env. utilities supply | [5 empty] | 48 |  | 48
|  | 13.6.15.5.6.1 Power board | [6 empty] | 48
|  | 13.6.15.5.6.2 Supply gasses board | [6 empty] | 0
|  |  | 13.6.15.5.6.2.1 N2 | [5 empty] | 0
|  |  | 13.6.15.5.6.2.2 H2 | [5 empty] | 0
|  |  | 13.6.15.5.6.2.3 3He | [5 empty] | 0
|  | 13.6.15.5.6.3 Chilled water board | [6 empty] | 0
|  | 13.6.15.5.6.4 Compressed air | [6 empty] | 0
| 13.6.15.5.7 Sample env. Control box | [5 empty] | 0 |  | 0
13.6.15.6 Control Hutch |  |  |  |  | 0 | 0 | 25 | 0 | 25
| 13.6.15.6.1 Support infrastructure | [5 empty] | 0 |  | 0
|  | 13.6.15.6.1.1 Power | [6 empty] | 0
|  | 13.6.15.6.1.2 Network | [6 empty] | 0
|  | 13.6.15.6.1.3 Lightning | [6 empty] | 0
|  | 13.6.15.6.1.4 Ventilation | [6 empty] | 0
|  | 13.6.15.6.1.5 Fire protection | [6 empty] | 0
|  | 13.6.15.6.1.6 O2 montitoring | [6 empty] | 0
|  | 13.6.15.6.1.7 H2O leakage monitoring | [6 empty] | 0
|  | 13.6.15.6.1.9 Remote area video surveillance | [6 empty] | 0
|  | 13.6.15.5.1.11 Public address system | [6 empty] | 0
| 13.6.15.6.2 Hutch building structure | [5 empty] | 25 |  | 25
| 13.6.15.6.3 Control terminal | [5 empty] | 0 |  | 0
13.6.15.7 Sample preparation area |  |  |  |  | 0 | 0 | 26.45 | 0 | 26.45
| 13.6.15.7.1 Utilities distribution | [5 empty] | 0 |  | 0
|  | 13.6.15.7.1.1 Power distribution | [6 empty] | 0
|  | 13.6.15.7.1.2 Chilled water distribution | [6 empty] | 0
|  | 13.6.15.7.1.3 Compressed air distribution | [6 empty] | 0
|  | 13.6.15.7.1.4 Gas distribution | [6 empty] | 0
| 13.6.15.7.2 Support infrastructure | [5 empty] | 0 |  | 0
|  | 13.6.15.7.2.1 Power | [6 empty] | 0
|  | 13.6.15.7.2.2 Network | [6 empty] | 0
|  | 13.6.15.7.2.3 Lightning | [6 empty] | 0
|  | 13.6.15.7.2.4 Ventilation | [6 empty] | 0
|  | 13.6.15.7.2.5 Fire protection | [6 empty] | 0
|  | 13.6.15.7.2.6 O2 montitoring | [6 empty] | 0
|  | 13.6.15.7.2.7 H2O leakage monitoring | [6 empty] | 0
|  | 13.6.15.7.2.9 Remote area video surveillance | [6 empty] | 0
|  | 13.6.15.7.2.11 Public address system | [6 empty] | 0
| 13.6.15.7.3 Cabin building structure | [5 empty] | 10 |  | 10
| 13.6.15.7.4 Lab equipment and sample storage | [5 empty] | 16.45 |  | 16.45
13.6.15.8 Utilities distribution (Infrastructure) |  |  |  |  | 0 | 0 | 185 | 0 | 185
| 13.6.15.8.2 Hall 2 | [5 empty] | 185 |  | 185
|  | 13.6.15.8.1.1 Power distribution | [6 empty] | 185
|  | 13.6.15.8.1.2 Chilled water distribution | [6 empty] | 0
|  | 13.6.15.8.1.3 Compressed air distribution | [6 empty] | 0
|  | 13.6.15.8.1.4 Gas distribution | [6 empty] | 0
| 13.6.15.8.2 Guide Hall | [5 empty] | 0 |  | 0
|  | 13.6.15.8.2.1 Power distribution | [6 empty] | 0
|  | 13.6.15.8.2.2 Chilled water distribution | [6 empty] | 0
|  | 13.6.15.8.2.3 Compressed air distribution | [6 empty] | 0
|  | 13.6.15.8.2.4 Gas distribution | [6 empty] | 0
| 13.6.15.8.3 Hall 3 | [5 empty] | 0 |  | 0
|  | 13.6.15.8.3.1 Power distribution | [6 empty] | 0
|  | 13.6.15.8.3.2 Chilled water distribution | [6 empty] | 0
|  | 13.6.15.8.3.3 Compressed air distribution | [6 empty] | 0
|  | 13.6.15.8.3.4 Gas distribution | [6 empty] | 0
13.6.15.9 Support infrastructure |  |  |  |  | 0 | 0 | 44 | 0 | 44
| 13.6.15.9.1Hall 2 | [5 empty] | 44 |  | 44
|  | 13.6.15.9.1.1 Power | [6 empty] | 35
|  | 13.6.15.9.1.2 Network | [6 empty] | 0
|  | 13.6.15.9.1.3 Lightning | [6 empty] | 1
|  | 13.6.15.9.1.4 Ventilation | [6 empty] | 2
|  | 13.6.15.9.1.5 Fire protection | [6 empty] | 0
|  | 13.6.15.9.1.6 O2 montitoring | [6 empty] | 0
|  | 13.6.15.9.1.7 H2O leakage monitoring | [6 empty] | 1
|  | 13.6.15.9.1.9 Remote area video surveillance | [6 empty] | 3
|  | 13.6.15.9.1.11 Public address system | [6 empty] | 2
| 13.6.15.9.2 Guide Hall | [5 empty] | 0 |  | 0
|  | 13.6.15.9.2.1 Power | [6 empty] | 0
|  | 13.6.15.9.2.2 Network | [6 empty] | 0
|  | 13.6.15.9.2.3 Lightning | [6 empty] | 0
|  | 13.6.15.9.2.4 Ventilation | [6 empty] | 0
|  | 13.6.15.9.2.5 Fire protection | [6 empty] | 0
|  | 13.6.15.9.2.6 O2 montitoring | [6 empty] | 0
|  | 13.6.15.9.2.7 H2O leakage monitoring | [6 empty] | 0
|  | 13.6.15.9.2.9 Remote area video surveillance | [6 empty] | 0
|  | 13.6.15.9.2.11 Public address system | [6 empty] | 0
| 13.6.15.9.3 Hall 3 | [5 empty] | 0 |  | 0
|  | 13.6.15.9.3.1 Power | [6 empty] | 0
|  | 13.6.15.9.3.2 Network | [6 empty] | 0
|  | 13.6.15.9.3.3 Lightning | [6 empty] | 0
|  | 13.6.15.9.3.4 Ventilation | [6 empty] | 0
|  | 13.6.15.9.3.5 Fire protection | [6 empty] | 0
|  | 13.6.15.9.3.6 O2 montitoring | [6 empty] | 0
|  | 13.6.15.9.3.7 H2O leakage monitoring | [6 empty] | 0
|  | 13.6.15.9.3.9 Remote area video surveillance | [6 empty] | 0
|  | 13.6.15.9.3.11 Public address system | [6 empty] | 0
13.6.15.10 Control racks |  |  |  |  | 0 | 0 | 0 | 0 | 0
| 13.6.15.10.1 Hall 2 | [5 empty] | 0 |  | 0
|  | 13.6.15.10.2.1 DAQ rack | [6 empty] | 0
|  | 13.6.15.10.2.2 DMSC rack | [6 empty] | 0
|  | 13.6.15.10.2.3 Motion control rack | [6 empty] | 0
|  | 13.6.15.10.2.4 Chopper control rack | [6 empty] | 0
|  | 13.6.15.10.2.5 Vacuum control rack | [6 empty] | 0
|  | 13.6.15.10.2.6 Personal safety system rack | [6 empty] | 0
| 13.6.15.10.2 Guide Hall | [5 empty] | 0 |  | 0
|  | 13.6.15.10.2.1 DAQ rack | [6 empty] | 0
|  | 13.6.15.10.2.2 DMSC rack | [6 empty] | 0
|  | 13.6.15.10.2.3 Motion control rack | [6 empty] | 0
|  | 13.6.15.10.2.4 Chopper control rack | [6 empty] | 0
|  | 13.6.15.10.2.5 Vacuum control rack | [6 empty] | 0
|  | 13.6.15.10.2.6 Personal safety system rack | [6 empty] | 0
| 13.6.15.10.3 Hall 3 | [5 empty] | 0 |  | 0
|  | 13.6.15.10.3.1 DAQ rack | [6 empty] | 0
|  | 13.6.15.10.3.2 DMSC rack | [6 empty] | 0
|  | 13.6.15.10.3.3 Motion control rack | [6 empty] | 0
|  | 13.6.15.10.3.4 Chopper control rack | [6 empty] | 0
|  | 13.6.15.10.3.5 Vacuum control rack | [6 empty] | 0
|  | 13.6.15.10.3.6 Personal safety system rack | [6 empty] | 0
13.6.15.12 Integration control and monitoring |  |  |  |  | 0 | 56 | 0 | 0 | 56
| 13.6.15.11.1 Instrument control integration (ICS) | [5 empty] | 0 |  | 0
|  | 13.6.15.11.1.1 Generic Motion Control Integration | [6 empty] | 0
|  | 13.6.15.11.1.3 Vacuum Control Integration | [6 empty] | 0
|  | 13.6.15.11.1.6 EPICS Integration | [6 empty] | 0
| 13.6.15.11.2 Personal safety system integration | [5 empty] | 0 |  | 0
|  | 13.6.15.11.2.1 Interlock System | [6 empty] | 0
|  | 13.6.15.11.2.2 Radiation Detection | [6 empty] | 0
|  | 13.6.15.11.2.3 Shutter Interface | [6 empty] | 0
|  | 13.6.15.11.2.4 H2O Detection System | [6 empty] | 0
|  | 13.6.15.11.2.5 O2 Monitoring | [6 empty] | 0
|  | 13.6.15.11.2.6 H2 Detection System | [6 empty] | 0
| 13.6.15.11.3 DMSC integration | [5 empty] | 0 |  | 0
|  | 13.6.15.11.3.1 Data Systems and Technology | [6 empty] | 0
|  | 13.6.15.11.3.2 Data Management | [6 empty] | 0
|  | 13.6.15.11.3.3 Instrument Data | [6 empty] | 0
|  | 13.6.15.11.3.4 Data Analysis and Modelling | [6 empty] | 0
| 13.6.15.11.4 Motion Control |  |  |  |  | 56 |  |  | 56
|  |  | Personnel | 397.65 | 1104.3 | 662.58 | 993.87 | 552.15 | 3710.55
|  |  | Contingency |  |  | 750.5181 | 300.2073 | 450.3109 | 1501.0363
|  | total cost in k€: |  | 397.65 | 1104.3 | 10593.4244 | 1912.5273 | 1002.4609 | 15010.3625
0

## scope_setting_budget_competitiv
13.6.15 T-REX |  |  |  | Phase 1 | Phase 2, detailed design | Phase 3, Procurement and Construction | Phase 4, Installation | Phase 5, cold Commissioning | Total
13.6.15.1 Beam transport and conditioning system |  |  |  |  | 0 | 7280.4452 | 81 | 0 | 7361.4452
| 13.6.15.1.1 Beam extraction system |  |  |  | 0 |  |  |  | 0
|  | 13.6.15.1.1.1 Monolith insert | [6 empty] | 0
|  | 13.6.15.1.1.2 Monolith window | [6 empty] | 0
|  | 13.6.15.1.1.3 Neutron Guide | [6 empty] | 0
|  |  | 13.6.15.1.1.1.1 Optical elements | [5 empty] | 0
|  |  | 13.6.15.1.1.1.2 Alignment Mechanism for Optical Elements | [5 empty] | 0
|  |  | 13.6.15.1.1.1.3 Vacuum tubes | [5 empty] | 0
|  |  | 13.6.15.1.1.1.4 Cooling tubes | [5 empty] | 0
| 13.6.15.1.2 Beam delivery system |  |  |  |  | 3107.2 |  |  | 3107.2
|  | 13.6.15.1.2.1 Cold neutrons Extraction Bender | [6 empty] | 0
|  |  | 13.6.15.1.2.1.1 Optical elements | [5 empty] | 85
|  |  | 13.6.15.1.2.1.2 Mechanical support | [5 empty] | 0
|  |  | 13.6.15.1.2.1.3 Moving mechanism | [5 empty] | 0
|  |  | 13.6.15.1.2.1.4 Alignment Mechanism | [5 empty] | 0
|  | 13.6.15.1.2.2 Neutron guide system | [6 empty] | 0
|  |  | 13.6.15.1.2.2.1 Optical elements | [5 empty] | 2323
|  |  | 13.6.15.1.2.2.2 Guide vacuum tubes | [5 empty] | 0
|  |  | 13.6.15.1.2.2.3 Guide support structure | [5 empty] | 699.2
|  |  | 13.6.15.1.2.2.4 Alignment system | [5 empty] | 0
| 13.6.15.1.3 Chopper system |  |  |  |  | 1681.25 |  |  | 1681.25
|  | 13.6.15.1.3.1 Band chopper 1 Assembly | [6 empty] | 131
|  | 13.6.15.1.3.2 Band chopper 2 Assembly | [6 empty] | 131
|  | 13.6.15.1.3.3 T0-chopper 1 Assembly | [6 empty] | 210
|  | 13.6.15.1.3.4 T0-chopper 2 Assembly | [6 empty] | 0
|  | 13.6.15.1.3.6 Pulse Shaping chopper Assembly | [6 empty] | 313
|  | 13.6.15.1.3.7 Monochromating chopper Assembly | [6 empty] | 330
|  | 13.6.15.1.3.8 FAN chopper Assembly | [6 empty] | 241
|  | 13.6.15.1.3.9 Control System | [6 empty] | 211.5
|  | 13.6.15.1.3.10 Support System | [6 empty] | 113.75
| 13.6.15.1.4 Beam geometry conditioning |  |  |  |  | 70.3421 |  |  | 70.3421
|  | 13.6.15.1.4.1 guide collimation system | [6 empty] | 45.3421
|  |  | 13.6.15.1.4.1.1 Collimator 1 (0.75 deg) | [5 empty] | 0
|  |  | 13.6.15.1.4.1.2 Collimator 2 (0.5 deg) | [5 empty] | 0
|  |  | 13.6.15.1.4.1.3 Slit system | [5 empty] | 25
|  |  | 13.6.15.1.4.1.4 motors or moving mechanism | [5 empty] | 0
|  |  | 13.6.15.1.4.1.5 housing | [5 empty] | 0
|  | 13.6.15.1.4.8 beam geometry conditioning support and alignment | [6 empty] | 0
|  |  | 13.6.15.1.4.8.1 guide collimation system support and alignment | [5 empty] | 0
| 13.6.15.1.5 Beam filtering system |  |  |  |  | 450 |  |  | 450
|  | 13.6.15.1.5.1 neutron polarization system | [6 empty] | 0
|  |  | 13.6.15.1.5.1.1 polarizing bender fo cold neutrons | [5 empty] | 85
|  |  | 13.6.15.1.5.1.2 polarizing 3He cell for thermal neutrons | [5 empty] | 80
|  |  | 13.6.15.1.5.1.3 Guide field system | [5 empty] | 85
|  |  | 13.6.15.1.5.1.4 guide exchanger for 3He cell | [5 empty] | 50
|  |  | 13.6.15.1.5.1.5 3He | [5 empty] | 150
| 13.6.15.1.6 Beam validation | [5 empty] | 81 |  | 81
|  | 13.6.15.1.6.1 Beam monitors | [6 empty] | 0
|  |  | 13.6.15.1.6.1.1 Monitor BW | [5 empty] | 27
|  |  | 13.6.15.1.6.1.2 Monitor P | [5 empty] | 27
|  |  | 13.6.15.1.6.1.3 Monitor M | [5 empty] | 27
|  | 13.6.15.1.6.2 Flux measurements assembly | [6 empty] | 0
| 13.6.15.1.8 Beam cut off |  |  |  |  | 286 |  |  | 286
|  | 13.6.15.1.8.1 Personal safety system (PSS) | [6 empty] | 0
|  | 13.6.15.1.8.2 Heavy shutter | [6 empty] | 168
|  | 13.6.15.1.8.5 Light shutter modification | [6 empty] | 18
|  | 13.6.15.1.8.6 Beam stop | [6 empty] | 100
| 13.6.15.1.9 Vacuum system |  |  |  |  | 0 |  |  | 0
|  | 13.6.15.1.9.1 Beam delivery vacuum system | [6 empty] | 0
|  | 13.6.15.1.9.3 Chopper vacuum system | [6 empty] | 0
|  | 13.6.15.1.9.4 Flight tube vacuum system | [6 empty] | 0
|  | 13.6.15.1.9.5 Collimators vacuum system | [6 empty] | 0
| 13.6.15.1.10 Shielding |  |  |  |  | 1685.6531 |  |  | 1685.6531
|  | 13.6.15.1.10.1 In-bunker shielding | [6 empty] | 74.3928
|  | 13.6.15.1.10.2 Beamline shielding | [6 empty] | 1519.8603
|  | 13.6.15.1.10.3 Neutron guide shielding inside bunker | [6 empty] | 11
|  | 13.6.15.1.10.4 Neutron guide shielding outside bunker | [6 empty] | 80.4
13.6.15.2 Sample exposure system |  |  |  |  | 0 | 0 | 288.9 | 0 | 288.9
| 13.6.15.2.1 Sample positioning | [5 empty] | 10 |  | 10
| 13.6.15.2.2 Ancillary mounting | [5 empty] | 0 |  | 0
| 13.6.15.2.3 Sample environment equipment | [5 empty] | 278.9 |  | 278.9
|  | CCR | [6 empty] | 108.5
|  | dilution insert | [6 empty] | 0
|  | ILL furnace | [6 empty] | 0
|  | clamp cells | [6 empty] | 55
|  | 6kV HV supply | [6 empty] | 55.4
|  | 3He sorption stick | [6 empty] | 0
|  | Vertical cryomagnet 7T | [6 empty] | 0
|  | Paris-Edinburgh cell | [6 empty] | 0
|  | gas cells | [6 empty] | 0
|  | gas handling | [6 empty] | 0
|  | Orange cryofurnace | [6 empty] | 60
|  | humidity chamber | [6 empty] | 0
13.6.15.3 Scattering characterization system |  |  |  |  | 0 | 5089.5 | 0 | 0 | 5089.5
| 13.6.15.3.2 Neutron detection system |  |  |  |  | 4896.5 |  |  | 4896.5
|  | 13.6.15.3.2.1 Neutron detector | [6 empty] | 3639
|  | 13.6.15.3.2.1 Neutron detector vessel | [6 empty] | 1160
|  | 13.6.15.3.2.4 Neutron detector support structure | [6 empty] | 97.5
| 13.6.15.3.3 Vacuum system |  |  |  |  | 0 |  |  | 0
|  | 13.6.15.3.2.3 Detector vessel vacuum system | [6 empty] | 0
|  |  | 13.6.15.3.2.3.1 vacuum tubes | [5 empty] | 0
|  | 13.6.15.3.2.4 Sample chamber vacuum system | [6 empty] | 0
|  |  | 13.6.15.3.2.4.1 vacuum tubes | [5 empty] | 0
| 13.6.15.3.4 Collimation system |  |  |  |  | 96 |  |  | 96
|  | 13.6.15.3.3.4.1 Radial collimator | [6 empty] | 86
|  | 13.6.15.3.3.4.2 Structural Frame | [6 empty] | 10
|  | 13.6.15.3.3.4.3 Motion | [6 empty] | 0
| 13.6.15.3.5 MAGIC PASTIS |  |  |  |  | 97 |  |  | 97
|  |  | 13.6.15.3.5.1 PASTIS structure | [5 empty] | 25
|  |  | 13.6.15.3.5.2 3He recovery | [5 empty] | 40
|  |  | 13.6.15.3.5.3 supply for coils | [5 empty] | 32
13.6.15.5 Experimental cave |  |  |  |  | 0 | 537.5232 | 187 | 0 | 724.5232
| 13.6.15.5.1 Personal safety system | [5 empty] | 125 |  | 125
| 13.6.15.5.2 Utilities distribution | [5 empty] | 0 |  | 0
|  | 13.6.15.5.2.1 Power distribution | [6 empty] | 0
|  | 13.6.15.5.2.2 Chilled water distribution | [6 empty] | 0
|  | 13.6.15.5.2.3 Compressed air distribution | [6 empty] | 0
|  | 13.6.15.5.2.4 Gas distribution | [6 empty] | 0
|  |  | 13.6.15.5.2.4.1 ArCO2 detector gas | [5 empty] | 0
| 13.6.15.5.3 Support infrastructure | [5 empty] | 14 |  | 14
|  | 13.6.15.5.3.1 Power | [6 empty] | 0
|  | 13.6.15.5.3.2 Network | [6 empty] | 0
|  | 13.6.15.5.3.3 Lightning | [6 empty] | 0
|  | 13.6.15.5.3.4 Ventilation | [6 empty] | 0
|  | 13.6.15.5.3.5 Fire protection | [6 empty] | 0
|  | 13.6.15.5.3.6 O2 montitoring | [6 empty] | 0
|  | 13.6.15.5.3.7 H2O leakage monitoring | [6 empty] | 0
|  | 13.6.15.5.3.9 Remote area video surveillance | [6 empty] | 0
|  | 13.6.15.5.3.10 Local crane | [6 empty] | 14
|  | 13.6.15.5.3.11 Public address system | [6 empty] | 0
| 13.6.15.5.4 Shielding |  |  |  |  | 417.5232 |  |  | 417.5232
| 13.6.15.5.5 Cave structure |  |  |  |  | 120 |  |  | 120
| 13.6.15.5.6 Sample env. utilities supply | [5 empty] | 48 |  | 48
|  | 13.6.15.5.6.1 Power board | [6 empty] | 48
|  | 13.6.15.5.6.2 Supply gasses board | [6 empty] | 0
|  |  | 13.6.15.5.6.2.1 N2 | [5 empty] | 0
|  |  | 13.6.15.5.6.2.2 H2 | [5 empty] | 0
|  |  | 13.6.15.5.6.2.3 3He | [5 empty] | 0
|  | 13.6.15.5.6.3 Chilled water board | [6 empty] | 0
|  | 13.6.15.5.6.4 Compressed air | [6 empty] | 0
| 13.6.15.5.7 Sample env. Control box | [5 empty] | 0 |  | 0
13.6.15.6 Control Hutch |  |  |  |  | 0 | 0 | 25 | 0 | 25
| 13.6.15.6.1 Support infrastructure | [5 empty] | 0 |  | 0
|  | 13.6.15.6.1.1 Power | [6 empty] | 0
|  | 13.6.15.6.1.2 Network | [6 empty] | 0
|  | 13.6.15.6.1.3 Lightning | [6 empty] | 0
|  | 13.6.15.6.1.4 Ventilation | [6 empty] | 0
|  | 13.6.15.6.1.5 Fire protection | [6 empty] | 0
|  | 13.6.15.6.1.6 O2 montitoring | [6 empty] | 0
|  | 13.6.15.6.1.7 H2O leakage monitoring | [6 empty] | 0
|  | 13.6.15.6.1.9 Remote area video surveillance | [6 empty] | 0
|  | 13.6.15.5.1.11 Public address system | [6 empty] | 0
| 13.6.15.6.2 Hutch building structure | [5 empty] | 25 |  | 25
| 13.6.15.6.3 Control terminal | [5 empty] | 0 |  | 0
13.6.15.7 Sample preparation area |  |  |  |  | 0 | 0 | 26.45 | 0 | 26.45
| 13.6.15.7.1 Utilities distribution | [5 empty] | 0 |  | 0
|  | 13.6.15.7.1.1 Power distribution | [6 empty] | 0
|  | 13.6.15.7.1.2 Chilled water distribution | [6 empty] | 0
|  | 13.6.15.7.1.3 Compressed air distribution | [6 empty] | 0
|  | 13.6.15.7.1.4 Gas distribution | [6 empty] | 0
| 13.6.15.7.2 Support infrastructure | [5 empty] | 0 |  | 0
|  | 13.6.15.7.2.1 Power | [6 empty] | 0
|  | 13.6.15.7.2.2 Network | [6 empty] | 0
|  | 13.6.15.7.2.3 Lightning | [6 empty] | 0
|  | 13.6.15.7.2.4 Ventilation | [6 empty] | 0
|  | 13.6.15.7.2.5 Fire protection | [6 empty] | 0
|  | 13.6.15.7.2.6 O2 montitoring | [6 empty] | 0
|  | 13.6.15.7.2.7 H2O leakage monitoring | [6 empty] | 0
|  | 13.6.15.7.2.9 Remote area video surveillance | [6 empty] | 0
|  | 13.6.15.7.2.11 Public address system | [6 empty] | 0
| 13.6.15.7.3 Cabin building structure | [5 empty] | 10 |  | 10
| 13.6.15.7.4 Lab equipment and sample storage | [5 empty] | 16.45 |  | 16.45
13.6.15.8 Utilities distribution (Infrastructure) |  |  |  |  | 0 | 0 | 185 | 0 | 185
| 13.6.15.8.2 Hall 2 | [5 empty] | 185 |  | 185
|  | 13.6.15.8.1.1 Power distribution | [6 empty] | 185
|  | 13.6.15.8.1.2 Chilled water distribution | [6 empty] | 0
|  | 13.6.15.8.1.3 Compressed air distribution | [6 empty] | 0
|  | 13.6.15.8.1.4 Gas distribution | [6 empty] | 0
| 13.6.15.8.2 Guide Hall | [5 empty] | 0 |  | 0
|  | 13.6.15.8.2.1 Power distribution | [6 empty] | 0
|  | 13.6.15.8.2.2 Chilled water distribution | [6 empty] | 0
|  | 13.6.15.8.2.3 Compressed air distribution | [6 empty] | 0
|  | 13.6.15.8.2.4 Gas distribution | [6 empty] | 0
| 13.6.15.8.3 Hall 3 | [5 empty] | 0 |  | 0
|  | 13.6.15.8.3.1 Power distribution | [6 empty] | 0
|  | 13.6.15.8.3.2 Chilled water distribution | [6 empty] | 0
|  | 13.6.15.8.3.3 Compressed air distribution | [6 empty] | 0
|  | 13.6.15.8.3.4 Gas distribution | [6 empty] | 0
13.6.15.9 Support infrastructure |  |  |  |  | 0 | 0 | 44 | 0 | 44
| 13.6.15.9.1Hall 2 | [5 empty] | 44 |  | 44
|  | 13.6.15.9.1.1 Power | [6 empty] | 35
|  | 13.6.15.9.1.2 Network | [6 empty] | 0
|  | 13.6.15.9.1.3 Lightning | [6 empty] | 1
|  | 13.6.15.9.1.4 Ventilation | [6 empty] | 2
|  | 13.6.15.9.1.5 Fire protection | [6 empty] | 0
|  | 13.6.15.9.1.6 O2 montitoring | [6 empty] | 0
|  | 13.6.15.9.1.7 H2O leakage monitoring | [6 empty] | 1
|  | 13.6.15.9.1.9 Remote area video surveillance | [6 empty] | 3
|  | 13.6.15.9.1.11 Public address system | [6 empty] | 2
| 13.6.15.9.2 Guide Hall | [5 empty] | 0 |  | 0
|  | 13.6.15.9.2.1 Power | [6 empty] | 0
|  | 13.6.15.9.2.2 Network | [6 empty] | 0
|  | 13.6.15.9.2.3 Lightning | [6 empty] | 0
|  | 13.6.15.9.2.4 Ventilation | [6 empty] | 0
|  | 13.6.15.9.2.5 Fire protection | [6 empty] | 0
|  | 13.6.15.9.2.6 O2 montitoring | [6 empty] | 0
|  | 13.6.15.9.2.7 H2O leakage monitoring | [6 empty] | 0
|  | 13.6.15.9.2.9 Remote area video surveillance | [6 empty] | 0
|  | 13.6.15.9.2.11 Public address system | [6 empty] | 0
| 13.6.15.9.3 Hall 3 | [5 empty] | 0 |  | 0
|  | 13.6.15.9.3.1 Power | [6 empty] | 0
|  | 13.6.15.9.3.2 Network | [6 empty] | 0
|  | 13.6.15.9.3.3 Lightning | [6 empty] | 0
|  | 13.6.15.9.3.4 Ventilation | [6 empty] | 0
|  | 13.6.15.9.3.5 Fire protection | [6 empty] | 0
|  | 13.6.15.9.3.6 O2 montitoring | [6 empty] | 0
|  | 13.6.15.9.3.7 H2O leakage monitoring | [6 empty] | 0
|  | 13.6.15.9.3.9 Remote area video surveillance | [6 empty] | 0
|  | 13.6.15.9.3.11 Public address system | [6 empty] | 0
13.6.15.10 Control racks |  |  |  |  | 0 | 0 | 0 | 0 | 0
| 13.6.15.10.1 Hall 2 | [5 empty] | 0 |  | 0
|  | 13.6.15.10.2.1 DAQ rack | [6 empty] | 0
|  | 13.6.15.10.2.2 DMSC rack | [6 empty] | 0
|  | 13.6.15.10.2.3 Motion control rack | [6 empty] | 0
|  | 13.6.15.10.2.4 Chopper control rack | [6 empty] | 0
|  | 13.6.15.10.2.5 Vacuum control rack | [6 empty] | 0
|  | 13.6.15.10.2.6 Personal safety system rack | [6 empty] | 0
| 13.6.15.10.2 Guide Hall | [5 empty] | 0 |  | 0
|  | 13.6.15.10.2.1 DAQ rack | [6 empty] | 0
|  | 13.6.15.10.2.2 DMSC rack | [6 empty] | 0
|  | 13.6.15.10.2.3 Motion control rack | [6 empty] | 0
|  | 13.6.15.10.2.4 Chopper control rack | [6 empty] | 0
|  | 13.6.15.10.2.5 Vacuum control rack | [6 empty] | 0
|  | 13.6.15.10.2.6 Personal safety system rack | [6 empty] | 0
| 13.6.15.10.3 Hall 3 | [5 empty] | 0 |  | 0
|  | 13.6.15.10.3.1 DAQ rack | [6 empty] | 0
|  | 13.6.15.10.3.2 DMSC rack | [6 empty] | 0
|  | 13.6.15.10.3.3 Motion control rack | [6 empty] | 0
|  | 13.6.15.10.3.4 Chopper control rack | [6 empty] | 0
|  | 13.6.15.10.3.5 Vacuum control rack | [6 empty] | 0
|  | 13.6.15.10.3.6 Personal safety system rack | [6 empty] | 0
13.6.15.12 Integration control and monitoring |  |  |  |  | 0 | 94 | 0 | 0 | 94
| 13.6.15.11.1 Instrument control integration (ICS) | [5 empty] | 0 |  | 0
|  | 13.6.15.11.1.1 Generic Motion Control Integration | [6 empty] | 0
|  | 13.6.15.11.1.3 Vacuum Control Integration | [6 empty] | 0
|  | 13.6.15.11.1.6 EPICS Integration | [6 empty] | 0
| 13.6.15.11.2 Personal safety system integration | [5 empty] | 0 |  | 0
|  | 13.6.15.11.2.1 Interlock System | [6 empty] | 0
|  | 13.6.15.11.2.2 Radiation Detection | [6 empty] | 0
|  | 13.6.15.11.2.3 Shutter Interface | [6 empty] | 0
|  | 13.6.15.11.2.4 H2O Detection System | [6 empty] | 0
|  | 13.6.15.11.2.5 O2 Monitoring | [6 empty] | 0
|  | 13.6.15.11.2.6 H2 Detection System | [6 empty] | 0
| 13.6.15.11.3 DMSC integration | [5 empty] | 0 |  | 0
|  | 13.6.15.11.3.1 Data Systems and Technology | [6 empty] | 0
|  | 13.6.15.11.3.2 Data Management | [6 empty] | 0
|  | 13.6.15.11.3.3 Instrument Data | [6 empty] | 0
|  | 13.6.15.11.3.4 Data Analysis and Modelling | [6 empty] | 0
| 13.6.15.11.4 Motion Control |  |  |  |  | 94 |  |  | 94
|  |  | Personnel | 397.65 | 1104.3 | 662.58 | 993.87 | 552.15 | 3710.55
|  |  | Contingency |  |  | 974.9649 | 389.986 | 584.9789 | 1949.9298
|  | total cost in k€: |  | 397.65 | 1104.3 | 14639.0133 | 2221.206 | 1137.1289 | 19499.2982
-3.638e-12

## scope_setting_budget_Full
13.6.15 T-REX |  |  |  | Phase 1 | Phase 2, detailed design | Phase 3, Procurement and Construction | Phase 4, Installation | Phase 5, cold Commissioning | Total
13.6.15.1 Beam transport and conditioning system |  |  |  |  | 0 | 7649.9952 | 81 | 0 | 7730.9952
| 13.6.15.1.1 Beam extraction system |  |  |  | 0 |  |  |  | 0
|  | 13.6.15.1.1.1 Monolith insert | [6 empty] | 0
|  | 13.6.15.1.1.2 Monolith window | [6 empty] | 0
|  | 13.6.15.1.1.3 Neutron Guide | [6 empty] | 0
|  |  | 13.6.15.1.1.1.1 Optical elements | [5 empty] | 0
|  |  | 13.6.15.1.1.1.2 Alignment Mechanism for Optical Elements | [5 empty] | 0
|  |  | 13.6.15.1.1.1.3 Vacuum tubes | [5 empty] | 0
|  |  | 13.6.15.1.1.1.4 Cooling tubes | [5 empty] | 0
| 13.6.15.1.2 Beam delivery system |  |  |  |  | 3167.2 |  |  | 3167.2
|  | 13.6.15.1.2.1 Cold neutrons Extraction Bender | [6 empty] | 0
|  |  | 13.6.15.1.2.1.1 Optical elements | [5 empty] | 145
|  |  | 13.6.15.1.2.1.2 Mechanical support | [5 empty] | 0
|  |  | 13.6.15.1.2.1.3 Moving mechanism | [5 empty] | 0
|  |  | 13.6.15.1.2.1.4 Alignment Mechanism | [5 empty] | 0
|  | 13.6.15.1.2.2 Neutron guide system | [6 empty] | 0
|  |  | 13.6.15.1.2.2.1 Optical elements | [5 empty] | 2323
|  |  | 13.6.15.1.2.2.2 Guide vacuum tubes | [5 empty] | 0
|  |  | 13.6.15.1.2.2.3 Guide support structure | [5 empty] | 699.2
|  |  | 13.6.15.1.2.2.4 Alignment system | [5 empty] | 0
| 13.6.15.1.3 Chopper system |  |  |  |  | 1930.8 |  |  | 1930.8
|  | 13.6.15.1.3.1 Band chopper 1 Assembly | [6 empty] | 131
|  | 13.6.15.1.3.2 Band chopper 2 Assembly | [6 empty] | 131
|  | 13.6.15.1.3.3 T0-chopper 1 Assembly | [6 empty] | 210
|  | 13.6.15.1.3.4 T0-chopper 2 Assembly | [6 empty] | 210
|  | 13.6.15.1.3.6 Pulse Shaping chopper Assembly | [6 empty] | 313
|  | 13.6.15.1.3.7 Monochromating chopper Assembly | [6 empty] | 330
|  | 13.6.15.1.3.8 FAN chopper Assembly | [6 empty] | 241
|  | 13.6.15.1.3.9 Control System | [6 empty] | 238
|  | 13.6.15.1.3.10 Support System | [6 empty] | 126.8
| 13.6.15.1.4 Beam geometry conditioning |  |  |  |  | 70.3421 |  |  | 70.3421
|  | 13.6.15.1.4.1 guide collimation system | [6 empty] | 45.3421
|  |  | 13.6.15.1.4.1.1 Collimator 1 (0.75 deg) | [5 empty] | 0
|  |  | 13.6.15.1.4.1.2 Collimator 2 (0.5 deg) | [5 empty] | 0
|  |  | 13.6.15.1.4.1.3 Slit system | [5 empty] | 25
|  |  | 13.6.15.1.4.1.4 motors or moving mechanism | [5 empty] | 0
|  |  | 13.6.15.1.4.1.5 housing | [5 empty] | 0
|  | 13.6.15.1.4.8 beam geometry conditioning support and alignment | [6 empty] | 0
|  |  | 13.6.15.1.4.8.1 guide collimation system support and alignment | [5 empty] | 0
| 13.6.15.1.5 Beam filtering system |  |  |  |  | 510 |  |  | 510
|  | 13.6.15.1.5.1 neutron polarization system | [6 empty] | 0
|  |  | 13.6.15.1.5.1.1 polarizing bender fo cold neutrons | [5 empty] | 145
|  |  | 13.6.15.1.5.1.2 polarizing 3He cell for thermal neutrons | [5 empty] | 80
|  |  | 13.6.15.1.5.1.3 Guide field system | [5 empty] | 85
|  |  | 13.6.15.1.5.1.4 guide exchanger for 3He cell | [5 empty] | 50
|  |  | 13.6.15.1.5.1.5 3He | [5 empty] | 150
| 13.6.15.1.6 Beam validation | [5 empty] | 81 |  | 81
|  | 13.6.15.1.6.1 Beam monitors | [6 empty] | 0
|  |  | 13.6.15.1.6.1.1 Monitor BW | [5 empty] | 27
|  |  | 13.6.15.1.6.1.2 Monitor P | [5 empty] | 27
|  |  | 13.6.15.1.6.1.3 Monitor M | [5 empty] | 27
|  | 13.6.15.1.6.2 Flux measurements assembly | [6 empty] | 0
| 13.6.15.1.8 Beam cut off |  |  |  |  | 286 |  |  | 286
|  | 13.6.15.1.8.1 Personal safety system (PSS) | [6 empty] | 0
|  | 13.6.15.1.8.2 Heavy shutter | [6 empty] | 168
|  | 13.6.15.1.8.5 Light shutter modification | [6 empty] | 18
|  | 13.6.15.1.8.6 Beam stop | [6 empty] | 100
| 13.6.15.1.9 Vacuum system |  |  |  |  | 0 |  |  | 0
|  | 13.6.15.1.9.1 Beam delivery vacuum system | [6 empty] | 0
|  | 13.6.15.1.9.3 Chopper vacuum system | [6 empty] | 0
|  | 13.6.15.1.9.4 Flight tube vacuum system | [6 empty] | 0
|  | 13.6.15.1.9.5 Collimators vacuum system | [6 empty] | 0
| 13.6.15.1.10 Shielding |  |  |  |  | 1685.6531 |  |  | 1685.6531
|  | 13.6.15.1.10.1 In-bunker shielding | [6 empty] | 74.3928
|  | 13.6.15.1.10.2 Beamline shielding | [6 empty] | 1519.8603
|  | 13.6.15.1.10.3 Neutron guide shielding inside bunker | [6 empty] | 11
|  | 13.6.15.1.10.4 Neutron guide shielding outside bunker | [6 empty] | 80.4
13.6.15.2 Sample exposure system |  |  |  |  | 0 | 0 | 1736.9 | 0 | 1736.9
| 13.6.15.2.1 Sample positioning | [5 empty] | 10 |  | 10
| 13.6.15.2.2 Ancillary mounting | [5 empty] | 0 |  | 0
| 13.6.15.2.3 Sample environment equipment | [5 empty] | 1726.9 |  | 1726.9
|  | CCR | [6 empty] | 108.5
|  | dilution insert | [6 empty] | 263
|  | ILL furnace | [6 empty] | 85
|  | clamp cells | [6 empty] | 55
|  | 6kV HV supply | [6 empty] | 55.4
|  | 3He sorption stick | [6 empty] | 150
|  | Vertical cryomagnet 7T | [6 empty] | 400
|  | Paris-Edinburgh cell | [6 empty] | 200
|  | gas cells | [6 empty] | 50
|  | gas handling | [6 empty] | 200
|  | Orange cryofurnace | [6 empty] | 60
|  | humidity chamber | [6 empty] | 100
13.6.15.3 Scattering characterization system |  |  |  |  | 0 | 6084.5 | 0 | 0 | 6084.5
| 13.6.15.3.2 Neutron detection system |  |  |  |  | 5891.5 |  |  | 5891.5
|  | 13.6.15.3.2.1 Neutron detector | [6 empty] | 4634
|  | 13.6.15.3.2.1 Neutron detector vessel | [6 empty] | 1160
|  | 13.6.15.3.2.4 Neutron detector support structure | [6 empty] | 97.5
| 13.6.15.3.3 Vacuum system |  |  |  |  | 0 |  |  | 0
|  | 13.6.15.3.2.3 Detector vessel vacuum system | [6 empty] | 0
|  |  | 13.6.15.3.2.3.1 vacuum tubes | [5 empty] | 0
|  | 13.6.15.3.2.4 Sample chamber vacuum system | [6 empty] | 0
|  |  | 13.6.15.3.2.4.1 vacuum tubes | [5 empty] | 0
| 13.6.15.3.4 Collimation system |  |  |  |  | 96 |  |  | 96
|  | 13.6.15.3.3.4.1 Radial collimator | [6 empty] | 86
|  | 13.6.15.3.3.4.2 Structural Frame | [6 empty] | 10
|  | 13.6.15.3.3.4.3 Motion | [6 empty] | 0
| 13.6.15.3.5 MAGIC PASTIS |  |  |  |  | 97 |  |  | 97
|  |  | 13.6.15.3.5.1 PASTIS structure | [5 empty] | 25
|  |  | 13.6.15.3.5.2 3He recovery | [5 empty] | 40
|  |  | 13.6.15.3.5.3 supply for coils | [5 empty] | 32
13.6.15.5 Experimental cave |  |  |  |  | 0 | 537.5232 | 187 | 0 | 724.5232
| 13.6.15.5.1 Personal safety system | [5 empty] | 125 |  | 125
| 13.6.15.5.2 Utilities distribution | [5 empty] | 0 |  | 0
|  | 13.6.15.5.2.1 Power distribution | [6 empty] | 0
|  | 13.6.15.5.2.2 Chilled water distribution | [6 empty] | 0
|  | 13.6.15.5.2.3 Compressed air distribution | [6 empty] | 0
|  | 13.6.15.5.2.4 Gas distribution | [6 empty] | 0
|  |  | 13.6.15.5.2.4.1 ArCO2 detector gas | [5 empty] | 0
| 13.6.15.5.3 Support infrastructure | [5 empty] | 14 |  | 14
|  | 13.6.15.5.3.1 Power | [6 empty] | 0
|  | 13.6.15.5.3.2 Network | [6 empty] | 0
|  | 13.6.15.5.3.3 Lightning | [6 empty] | 0
|  | 13.6.15.5.3.4 Ventilation | [6 empty] | 0
|  | 13.6.15.5.3.5 Fire protection | [6 empty] | 0
|  | 13.6.15.5.3.6 O2 montitoring | [6 empty] | 0
|  | 13.6.15.5.3.7 H2O leakage monitoring | [6 empty] | 0
|  | 13.6.15.5.3.9 Remote area video surveillance | [6 empty] | 0
|  | 13.6.15.5.3.10 Local crane | [6 empty] | 14
|  | 13.6.15.5.3.11 Public address system | [6 empty] | 0
| 13.6.15.5.4 Shielding |  |  |  |  | 417.5232 |  |  | 417.5232
| 13.6.15.5.5 Cave structure |  |  |  |  | 120 |  |  | 120
| 13.6.15.5.6 Sample env. utilities supply | [5 empty] | 48 |  | 48
|  | 13.6.15.5.6.1 Power board | [6 empty] | 48
|  | 13.6.15.5.6.2 Supply gasses board | [6 empty] | 0
|  |  | 13.6.15.5.6.2.1 N2 | [5 empty] | 0
|  |  | 13.6.15.5.6.2.2 H2 | [5 empty] | 0
|  |  | 13.6.15.5.6.2.3 3He | [5 empty] | 0
|  | 13.6.15.5.6.3 Chilled water board | [6 empty] | 0
|  | 13.6.15.5.6.4 Compressed air | [6 empty] | 0
| 13.6.15.5.7 Sample env. Control box | [5 empty] | 0 |  | 0
13.6.15.6 Control Hutch |  |  |  |  | 0 | 0 | 25 | 0 | 25
| 13.6.15.6.1 Support infrastructure | [5 empty] | 0 |  | 0
|  | 13.6.15.6.1.1 Power | [6 empty] | 0
|  | 13.6.15.6.1.2 Network | [6 empty] | 0
|  | 13.6.15.6.1.3 Lightning | [6 empty] | 0
|  | 13.6.15.6.1.4 Ventilation | [6 empty] | 0
|  | 13.6.15.6.1.5 Fire protection | [6 empty] | 0
|  | 13.6.15.6.1.6 O2 montitoring | [6 empty] | 0
|  | 13.6.15.6.1.7 H2O leakage monitoring | [6 empty] | 0
|  | 13.6.15.6.1.9 Remote area video surveillance | [6 empty] | 0
|  | 13.6.15.5.1.11 Public address system | [6 empty] | 0
| 13.6.15.6.2 Hutch building structure | [5 empty] | 25 |  | 25
| 13.6.15.6.3 Control terminal | [5 empty] | 0 |  | 0
13.6.15.7 Sample preparation area |  |  |  |  | 0 | 0 | 26.45 | 0 | 26.45
| 13.6.15.7.1 Utilities distribution | [5 empty] | 0 |  | 0
|  | 13.6.15.7.1.1 Power distribution | [6 empty] | 0
|  | 13.6.15.7.1.2 Chilled water distribution | [6 empty] | 0
|  | 13.6.15.7.1.3 Compressed air distribution | [6 empty] | 0
|  | 13.6.15.7.1.4 Gas distribution | [6 empty] | 0
| 13.6.15.7.2 Support infrastructure | [5 empty] | 0 |  | 0
|  | 13.6.15.7.2.1 Power | [6 empty] | 0
|  | 13.6.15.7.2.2 Network | [6 empty] | 0
|  | 13.6.15.7.2.3 Lightning | [6 empty] | 0
|  | 13.6.15.7.2.4 Ventilation | [6 empty] | 0
|  | 13.6.15.7.2.5 Fire protection | [6 empty] | 0
|  | 13.6.15.7.2.6 O2 montitoring | [6 empty] | 0
|  | 13.6.15.7.2.7 H2O leakage monitoring | [6 empty] | 0
|  | 13.6.15.7.2.9 Remote area video surveillance | [6 empty] | 0
|  | 13.6.15.7.2.11 Public address system | [6 empty] | 0
| 13.6.15.7.3 Cabin building structure | [5 empty] | 10 |  | 10
| 13.6.15.7.4 Lab equipment and sample storage | [5 empty] | 16.45 |  | 16.45
13.6.15.8 Utilities distribution (Infrastructure) |  |  |  |  | 0 | 0 | 185 | 0 | 185
| 13.6.15.8.2 Hall 2 | [5 empty] | 185 |  | 185
|  | 13.6.15.8.1.1 Power distribution | [6 empty] | 185
|  | 13.6.15.8.1.2 Chilled water distribution | [6 empty] | 0
|  | 13.6.15.8.1.3 Compressed air distribution | [6 empty] | 0
|  | 13.6.15.8.1.4 Gas distribution | [6 empty] | 0
| 13.6.15.8.2 Guide Hall | [5 empty] | 0 |  | 0
|  | 13.6.15.8.2.1 Power distribution | [6 empty] | 0
|  | 13.6.15.8.2.2 Chilled water distribution | [6 empty] | 0
|  | 13.6.15.8.2.3 Compressed air distribution | [6 empty] | 0
|  | 13.6.15.8.2.4 Gas distribution | [6 empty] | 0
| 13.6.15.8.3 Hall 3 | [5 empty] | 0 |  | 0
|  | 13.6.15.8.3.1 Power distribution | [6 empty] | 0
|  | 13.6.15.8.3.2 Chilled water distribution | [6 empty] | 0
|  | 13.6.15.8.3.3 Compressed air distribution | [6 empty] | 0
|  | 13.6.15.8.3.4 Gas distribution | [6 empty] | 0
13.6.15.9 Support infrastructure |  |  |  |  | 0 | 0 | 44 | 0 | 44
| 13.6.15.9.1Hall 2 | [5 empty] | 44 |  | 44
|  | 13.6.15.9.1.1 Power | [6 empty] | 35
|  | 13.6.15.9.1.2 Network | [6 empty] | 0
|  | 13.6.15.9.1.3 Lightning | [6 empty] | 1
|  | 13.6.15.9.1.4 Ventilation | [6 empty] | 2
|  | 13.6.15.9.1.5 Fire protection | [6 empty] | 0
|  | 13.6.15.9.1.6 O2 montitoring | [6 empty] | 0
|  | 13.6.15.9.1.7 H2O leakage monitoring | [6 empty] | 1
|  | 13.6.15.9.1.9 Remote area video surveillance | [6 empty] | 3
|  | 13.6.15.9.1.11 Public address system | [6 empty] | 2
| 13.6.15.9.2 Guide Hall | [5 empty] | 0 |  | 0
|  | 13.6.15.9.2.1 Power | [6 empty] | 0
|  | 13.6.15.9.2.2 Network | [6 empty] | 0
|  | 13.6.15.9.2.3 Lightning | [6 empty] | 0
|  | 13.6.15.9.2.4 Ventilation | [6 empty] | 0
|  | 13.6.15.9.2.5 Fire protection | [6 empty] | 0
|  | 13.6.15.9.2.6 O2 montitoring | [6 empty] | 0
|  | 13.6.15.9.2.7 H2O leakage monitoring | [6 empty] | 0
|  | 13.6.15.9.2.9 Remote area video surveillance | [6 empty] | 0
|  | 13.6.15.9.2.11 Public address system | [6 empty] | 0
| 13.6.15.9.3 Hall 3 | [5 empty] | 0 |  | 0
|  | 13.6.15.9.3.1 Power | [6 empty] | 0
|  | 13.6.15.9.3.2 Network | [6 empty] | 0
|  | 13.6.15.9.3.3 Lightning | [6 empty] | 0
|  | 13.6.15.9.3.4 Ventilation | [6 empty] | 0
|  | 13.6.15.9.3.5 Fire protection | [6 empty] | 0
|  | 13.6.15.9.3.6 O2 montitoring | [6 empty] | 0
|  | 13.6.15.9.3.7 H2O leakage monitoring | [6 empty] | 0
|  | 13.6.15.9.3.9 Remote area video surveillance | [6 empty] | 0
|  | 13.6.15.9.3.11 Public address system | [6 empty] | 0
13.6.15.10 Control racks |  |  |  |  | 0 | 0 | 0 | 0 | 0
| 13.6.15.10.1 Hall 2 | [5 empty] | 0 |  | 0
|  | 13.6.15.10.2.1 DAQ rack | [6 empty] | 0
|  | 13.6.15.10.2.2 DMSC rack | [6 empty] | 0
|  | 13.6.15.10.2.3 Motion control rack | [6 empty] | 0
|  | 13.6.15.10.2.4 Chopper control rack | [6 empty] | 0
|  | 13.6.15.10.2.5 Vacuum control rack | [6 empty] | 0
|  | 13.6.15.10.2.6 Personal safety system rack | [6 empty] | 0
| 13.6.15.10.2 Guide Hall | [5 empty] | 0 |  | 0
|  | 13.6.15.10.2.1 DAQ rack | [6 empty] | 0
|  | 13.6.15.10.2.2 DMSC rack | [6 empty] | 0
|  | 13.6.15.10.2.3 Motion control rack | [6 empty] | 0
|  | 13.6.15.10.2.4 Chopper control rack | [6 empty] | 0
|  | 13.6.15.10.2.5 Vacuum control rack | [6 empty] | 0
|  | 13.6.15.10.2.6 Personal safety system rack | [6 empty] | 0
| 13.6.15.10.3 Hall 3 | [5 empty] | 0 |  | 0
|  | 13.6.15.10.3.1 DAQ rack | [6 empty] | 0
|  | 13.6.15.10.3.2 DMSC rack | [6 empty] | 0
|  | 13.6.15.10.3.3 Motion control rack | [6 empty] | 0
|  | 13.6.15.10.3.4 Chopper control rack | [6 empty] | 0
|  | 13.6.15.10.3.5 Vacuum control rack | [6 empty] | 0
|  | 13.6.15.10.3.6 Personal safety system rack | [6 empty] | 0
13.6.15.12 Integration control and monitoring |  |  |  |  | 0 | 94 | 0 | 0 | 94
| 13.6.15.11.1 Instrument control integration (ICS) | [5 empty] | 0 |  | 0
|  | 13.6.15.11.1.1 Generic Motion Control Integration | [6 empty] | 0
|  | 13.6.15.11.1.3 Vacuum Control Integration | [6 empty] | 0
|  | 13.6.15.11.1.6 EPICS Integration | [6 empty] | 0
| 13.6.15.11.2 Personal safety system integration | [5 empty] | 0 |  | 0
|  | 13.6.15.11.2.1 Interlock System | [6 empty] | 0
|  | 13.6.15.11.2.2 Radiation Detection | [6 empty] | 0
|  | 13.6.15.11.2.3 Shutter Interface | [6 empty] | 0
|  | 13.6.15.11.2.4 H2O Detection System | [6 empty] | 0
|  | 13.6.15.11.2.5 O2 Monitoring | [6 empty] | 0
|  | 13.6.15.11.2.6 H2 Detection System | [6 empty] | 0
| 13.6.15.11.3 DMSC integration | [5 empty] | 0 |  | 0
|  | 13.6.15.11.3.1 Data Systems and Technology | [6 empty] | 0
|  | 13.6.15.11.3.2 Data Management | [6 empty] | 0
|  | 13.6.15.11.3.3 Instrument Data | [6 empty] | 0
|  | 13.6.15.11.3.4 Data Analysis and Modelling | [6 empty] | 0
| 13.6.15.11.4 Motion Control |  |  |  |  | 94 |  |  | 94
|  |  | Personnel | 397.65 | 1104.3 | 662.58 | 993.87 | 552.15 | 3710.55
|  |  | Contingency |  |  | 1131.2177 | 452.4871 | 678.7306 | 2262.4354
|  | total cost in k€: |  | 397.65 | 1104.3 | 16159.8161 | 3731.7071 | 1230.8806 | 22624.3538
-3.1832e-12

## vacuum chamber
Components | pieces | Cost
Vacuum chamber
FEM calculations |  | 10000
Semi-finished stainless steel sheets |  | 480000
Water jet cutting plates |  | 61000
Rolling the outer plates |  | 13000
Transports |  | 10000
Welding of the chamber |  | 160000
Pickling the chamber |  | 4000
Mechanical Manufacture |  | 185000
Assembly |  | 12000
Leakage test |  | 4000
939000
Sample chamber
Semi-finished products |  | 20000
Production |  | 65000
Purchases |  | 7000
92000
Cd shielding |  | 32000
Al structural frames for shielding + assembly |  | 47000
Load lock system |  | 50000
TOTAL |  | 1160000

## guide_collimator
Components | pieces | Cost
Manufacturing including materials | 2 | 18720
Assembly including fixing | 2 | 388.26
Metallic Boron sheets | 2 | 3082.8
AlZnMgCu0.5 T651 frame | 2 | 480
TOTAL |  | 45342.12

## platform
Components | pieces | Cost
platform
Static calculations |  | 15000
Semi-finished materials |  | 70000
Mechanical Manufacture |  | 30000
Assembly |  | 5000
TOTAL |  | 120000

## guide_budget
SWISS NEUTRONICS (€) | CHF / € exchange rate 0.92
neutron guide | 2323103
casing+support | 598000
installation | 101200
TOTAL | 3022303

## PASTIS_coils
| description |  | power supply | electronics
1 | PASTIS μ-metal plate | Off-The-Shelf | 1000 | 3000
2 | PASTIS Helmholtz - coil 1 | Off-The-Shelf | 1000 | 3000
3 | PASTIS Helmholtz - coil 2 | Off-The-Shelf | 1000 | 3000
4 | PASTIS Rectangular coil 1/2 | Off-The-Shelf | 1000 | 3000
5 | PASTIS Rectangular coil 3/4 | Off-The-Shelf | 1000 | 3000
6 | PASTIS Solenoid coil 1-4 | Off-The-Shelf | 1000 | 3000
7 | PASTIS Solenoid coil 5-8 | Off-The-Shelf | 1000 | 3000
8 | Guide Pol. Coil | Off-The-Shelf | 1000 | 3000
9 | Guide Pol. Coil | Off-The-Shelf | 1000 | 3000
10 | Guide Pol. Ring coil | Off-The-Shelf | 1000 | 3000
11 | Guide Pol. Ring coil | Off-The-Shelf | 1000 | 3000
| TOTAL |  | 11000 | 33000

## SEE
|  |  |  | priority level base on science case |  |  | present in budget category
| hardware cost (k€) | integration cost (k€) | integration labour (FTE months) | SHALL | SHOULD | NICE TO HAVE | cost category | competitive | full scope | upgrade | ESS pool | comments
CCR | 100 | 8.5 | 0.94444 | x |  |  |  | x | x
dilution insert | 250 | 13 | 1.4444 | x |  |  |  | x | x
ILL furnace | 75 | 10 | 1.1111 | x |  |  |  |  | x
clamp cells | 50 | 5 | 0.55556 | x |  |  |  | x | x
6kV HV supply | 50 | 5.4 | 0.6 | x |  |  |  | x | x
3He sorption stick | 150 |  | 0 |  | x |  |  |  | x
Vertical cryomagnet 7T | 400 |  | 0 |  | x |  |  |  | x |  | 1
Paris-Edinburgh cell | 200 |  | 0 |  | x |  |  |  | x |  | 1
gas cells | 50 |  | 0 |  | x |  |  |  | x |  | 2
gas handling | 200 |  | 0 |  | x |  |  |  | x |  | 2
Orange cryofurnace | 50 | 10 | 1.1111 | x |  |  | x | x | x |  |  | recommended by STAP
humidity chamber | 100 |  | 0 |  | x |  |  |  | x
IR furnace |  |  | 0 |  |  | x |  |  |  | x | 1
ES levitator |  |  | 0 |  |  | x |  |  |  | x
pump&probe set-up |  |  | 0 |  |  | x |  |  |  | x
TOTAL | 1675 | 51.9 | 5.7667

## Sample_lab
Item | Item Cost (k€) | Units | Total Cost (k€) | Vendor
Workstation | 3 | 2 | 6 | Vidmar
Helium Storage Box | 1 | 1 | 1 | Grainger
Connection to fume hood | 2 | 1 | 2
Storage Cabinet | 0.28 | 3 | 0.84 | Grainger
High Precision Balances | 6.6 | 1 | 6.6 | Fisher Scientific
TOTAL |  |  | 16.44 | k€

## travel cost
| regular visit to ESS every 2 months | IKON
n. of trips | 6 | 2
persons | 2 | 5
nights | 5 | 2
stay/night | 120 | 120
transfer | 500 | 500
daily allowance | 50 | 50
total / y | 16200 | 8400
n. of years | 6 | 6
| 97200 | 50400
TOTAL |  | 147600

## personnel
[7 empty] | Phase 1 | Phase 2 | Phase 3 | Phase 4 | Phase 5
| COST | [5 empty] | Preliminary Design | Detailed Design | Procurement Construction | Installation | Cold Commissioning | TOTAL
ESS CATEGORY | h | Year | Month |  | mansion
A | 40 | 72000 | 6000 |  | admin/installation | months load |  | 20 | 12 | 18 | 10 | 60
B | 48 | 86400 | 7200 |  | technician | % load |  | 33.3333 | 20 | 30 | 16.6667 | 100
C | 60 | 108000 | 9000 |  | scientist/engineer
D | 77 | 138600 | 11550 |  | senior/group leaders | share | 397650 | 1104300 | 662580 | 993870 | 552150 | 3710550
| cat | load [%] | period [months] |  | TOTAL |  | years equivalent to CAT C
Lead Scientist | D | 100 | 60 | 11550 | 693000 | Scientific personnel | 9.5
Lead Engineer | D | 100 | 60 | 11550 | 693000 | Engineering personnel | 11.25
JCNS Advisor Scientist | D | 30 | 60 | 11550 | 207900 | Technicians/Admin | 3.1667
JCNS Designer | C | 100 | 48 | 9000 | 432000 | ESS | 1.85
JCNS MCA | C | 100 | 21 | 9000 | 189000 | TOTAL (FTEy) | 23.9167
CNR Advisor Scientist | D | 20 | 60 | 11550 | 138600
CNR Advisor Scientist | C | 20 | 60 | 9000 | 108000
CNR Scientist | C | 20 | 60 | 9000 | 108000
CNR Engineer | C | 10 | 60 | 9000 | 54000
CNR Technician/Designer | B | 75 | 60 | 7200 | 324000
CNR Admin | A | 5 | 60 | 6000 | 18000
ESS Installation | B | 100 | 24 | 7200 | 172800
ESS procurement (*) | C | 100 | 3 | 9000 | 27000 | (*) includes: optics in the insert, NBEX, support for procurement of guide, hardware of cooling system, instrument specific SEE, ..
Travel |  |  |  |  | 147600
FZJ share |  |  |  |  | 74.69%
CNR share |  |  |  |  | 25.31%
phase 2-3-4-5 |  |  |  |  | 3312900
phase 1 |  |  |  |  | 397650
TOTAL |  |  |  |  | 3710550